## Sheet1
user | description | source | destination | channelRouting | ownership
PGCIL SR 1 | Data & Voice | Nellore PS_765kV | Vijayawada PG (DCPC) | Main Path : Nellore PS - Kadappa PG-- CK Palli AP-- Muddunuru RTPP -- Anathapur AP -- Gooty Ap --- Somayajulapali AP --- Kurnool AP(Nannur) -- SSLM RBPH -- Sattenapalli AP -- Vijayawada AP(nunna) | PGCIL
PGCIL SR 1 | Data & Voice | Nellore PS_765kV | Vijayawada PG (DCPC) | StandBy: Nellore PS --- Kadappa PG--- Chittor AP --- THVLM --- Kolar --- SMHNL --- Bidadi --- Nelamangala --- Hiriyur --- Davangiri --- Munirabad --- Raichur RTPS --- Manahub Nagar --- N'Sagar --- Tallapali AP --- VTPS --- Vijayawada AP --- Vijayawada PG | PGCIL
PGCIL SR 1 | Data, Voice & Protection | Vemagiri PS | Vijayawada PG (DCPC) | Main Path: Vemagiri PS --- Vijayawada PG2 ---- Viajayawad PG1 | PGCIL
PGCIL SR 1 | Data, Voice & Protection | Vemagiri PS | Vijayawada PG (DCPC) | StandBy: Vemagiri PS --- VemagIri Ap --- Bommur Ap---- Bhimidoulu AP---- VTPS ---- Vijayawada AP(nunna)-- Viajayawad PG | PGCIL
PGCIL SR 1 | Data & Voice | Warangal PG | Vijayawada PG (DCPC) | Main Path: Warangal PG --Warangal TS-- Khammam TS-- Khammam PG-- Viajayawada PG | PGCIL
PGCIL SR 1 | Data & Voice | Warangal PG | Vijayawada PG (DCPC) | StandBy: Warangal PG --- Ramagundam NTPC -- Rep 346-- Ghanapur PG-- Mamidipalli TS-- SSLM LBPH -- Kurnool AP(Nannur) -- SSLM RBPH -- Sattenapalli AP -- Vijayawada AP(nunna)-- Viajayawad PG1 | PGCIL
PGCIL SR 1 | Data & Voice | NP Kunta 400kV & STATCOM | Vijayawada PG (DCPC) | Main Path: Kadappa PG-- CK Palli AP-- Muddunuru RTPP -- Anathapur AP -- Gooty Ap -- Somayajulapali AP -- Kurnool AP(Nannur) -- SSLM RBPH -- Sattenapalli AP -- Vijayawada AP(nunna) | PGCIL
PGCIL SR 1 | Data & Voice | NP Kunta 400kV & STATCOM | Vijayawada PG (DCPC) | StandBy: NP Kunta--- Kadappa PG--- Chittor AP --- THVLM --- Kolar --- SMHNL --- Bidadi --- Nelamangala --- Hiriyur --- Davangiri --- Munirabad --- Raichur RTPS --- Manahub Nagar --- N'Sagar --- Tallapali AP --- VTPS --- Vijayawada AP --- Vijayawada PG | PGCIL
PGCIL SR 1 | Data & Voice | Srikakulem PS | Gazuwaka PG (DCPC) | Main Path: Srikakulam PS--- Srikakulam Repeater --- Vemagiri PS --- Gajuwaka PG | PGCIL
PGCIL SR 1 | Data & Voice | Srikakulem PS | Gazuwaka PG (DCPC) | StandBy: Srikakulam PS--- Srikakulam Repeater --- VemagIri PS --- VemagIri Ap --- Bommur AP ---- Kakainada AP--- Vishakhapatnam VSS ----Gajuwaka PG | PGCIL
PGCIL SR 1 | Data & Voice | Nizambad GIS | Ghanapur PG (DCPC | Main Path: Nizambad PS -- Repeater Shadnagar -- Maheshwaram PS --- Ghanapur PG | PGCIL
PGCIL SR 1 | Data & Voice | Nizambad GIS | Ghanapur PG (DCPC | Nizambad PS --- Repeater Shadnagar --- Maheshwaram PS --- Maheshwaram TS --- Mamidipalli TS-- Ghanapur TS--- Ghanapur PG | PGCIL
PGCIL SR 1 | Data, Voice & Protection | Maheshwaram PS | Ghanapur PG (DCPC | Main Path: Maheshwaram PS ---- Ghanapur PG | PGCIL
PGCIL SR 1 | Data, Voice & Protection | Maheshwaram PS | Ghanapur PG (DCPC | StandBy: Maheshwaram PS --- Maheshwaram TS --- Mamidipalli TS-- Ghanapur TS--- Ghanapur PG | PGCIL
PGCIL SR 1 | Data & Voice | Kurnool 765kV | Gooty PG (DCPC) | Main Path: Kurnool 765kV --- Gooty PG | PGCIL
PGCIL SR 1 | Data & Voice | Kurnool 765kV | Gooty PG (DCPC) | StandBy: Kurnool 765kV-- Raichur 765kv -- Raichur RTPS -- Mahabubnagar TS -- N'Sagar PG -- Tallapalli AP -- SSLM RBPH -- Kurnool AP -- Somyajulapalli AP -- Gooty AP -- Gooty PG | PGCIL
PGCIL SR 1 | Data & Voice | Raichur 765kV | Gooty PG (DCPC) | Main Path: Raichur 765kv --- Kurnool 765kV --- Gooty PG | PGCIL
PGCIL SR 1 | Data & Voice | Raichur 765kV | Gooty PG (DCPC) | StandBy: Raichur 765kV -- Raichur RTPS --- Mahabubnagar TS -- N'Sagar PG -- Tallapalli AP -- SSLM RBPH ---Kurnool AP --- Somyajulapalli AP -- Gooty AP --- Gooty PG | PGCIL
PGCIL SR 1 | Data, Voice & Protection | Kadapa PG | Gooty PG (DCPC) | Main Path: CK Palli AP-- Muddunuru RTPP -- Anathapur -- Gooty Ap | PGCIL
PGCIL SR 1 | Data, Voice & Protection | Kadapa PG | Gooty PG (DCPC) | StandBy: Kadappa PG-- Chittor AP -- THVLM -- Kolar -- SMHNL -- Bidadi -- Nelamangala -- Hiriyur -- Davangiri -- Munirabad -- Raichur RTPS --Raichur 765kv -- Kurnool 765kV -- Gooty PG | PGCIL
PGCIL SR 1 | Data & Voice | Simhadri_NTPC | SRLDC | Main Path: Simhadri NTPC -- Vemagiri PS -- VJA2 -- VJA1 -- Viajayawad AP -- Satnepalli AP -- SSLM RBPH AP -- Kurnool AP(Nannur)--- Kurnool 765kV -- Gooty PG -- Pavudaga-- Hiriyur -- Nelemangala -- Bidadi -- SMNHL | PGCIL
PGCIL SR 1 | Data & Voice | Simhadri_NTPC | SRLDC | StandBy: Simhadri NTPC --- Gajuwaka PG --- Vishakhapatnam VSS --- Kakinada AP --- Bommur Ap---- Bhimidoulu AP --- VTPS --- Tallapalli AP --- Nagarjuna Sagar --- Mahubabnagar --- Raichur RTPS --- Munirabad PG --- Devangiri --- Hiriyur --- Nelemangala --- Bidadi --- SMNHL --- SRLDC | PGCIL
PGCIL SR 1 | Data & Voice | Ramagundam_NTPC | SRLDC | Main Path: Ramagundam_NTPC --Repeater 346 --- Ghanapur PG --- Mamidipalli TS --- SSLM LBPH --- Kurnool AP(Nannur) --- Kurnool 765kV --- Gooty PG --- Pavudaga --- Hiriyur --- Nelemangala --- Bidadi --- SMNHL --- SRLDC | PGCIL
PGCIL SR 1 | Data & Voice | Ramagundam_NTPC | SRLDC | StandBy: Ramagundam NTPC --- Warangal PG---- Warangal TS---- Khammam TS---Khammam PG ---- Viajayawad PG1 --- Vijayawada AP --- VTPS --- Tallapalli AP --- Nagarjuna Sagar --- Mahubabnagar --- Raichur RTPS --- Munirabad PG --- Devangiri --- Hiriyur --- Nelemangala --- Bidadi --- SMNHL --- SRLDC | PGCIL
PGCIL SR 1 | Data | N'Sagar | SRLDC | N'Sagar-- Raichur RTPP-- Racihur 765kV --Kurnool 765kV --Gooty PG-- Pavagada --Hiriyur -- NLMGL -- Bidadi --SMNHL -- SRLDC | PGCIL
PGCIL SR 1 | Data | N'Sagar | NRLDC | N'Sagar -- Tallapali ss -- SSLM RBPH -- Kurnool Ap -- SSLM LBPH -- Mamidipalli -- Ghanapur TS -- Ghanapur PG -- Ramagundam NTPC -- Bhadrwati -- WR ----NR -- NRLDC | PGCIL
PGCIL SR 1 | Data | Munirabad PG | SRLDC | Munirabad PG -- Raichur RTPP-- Racihur 765kV --Kurnool 765kV --Gooty PG-- Pavagada --Hiriyur -- NLMGL -- Bidadi --SMNHL -- SRLDC | PGCIL
PGCIL SR 1 | Data | Munirabad PG | NRLDC | Munirabad PG -- Raichur RTPP -- N'Sagar -- Tallapali ss -- SSLM RBPH -- Kurnool Ap -- SSLM LBPH -- Mamidipalli -- Ghanapur TS -- Ghanapur PG -- Ramagundam NTPC -- Bhadrwati -- WR ---NR -- NRLDC | PGCIL
PGCIL SR 1 | Data | Gooty PG | SRLDC | Gooty PG -- Pavagada --Hiriyur -- NLMGL -- Bidadi --SMNHL -- SRLDC | PGCIL
PGCIL SR 1 | Data | Gooty PG | NRLDC | Gooty PG -- Gooty Ap --- Somayajulapali AP -- Kurnool Ap -- SSLM LBPH -- Mamidipalli -- Ghanapur TS -- Ghanapur PG -- Ramagundam NTPC -- Bhadrwati -- WR ---NR -- NRLDC | PGCIL
PGCIL SR 1 | Data | Viajaywada PG | SRLDC | Vijayawad PG -- Viajayawad AP -- Satnepalli AP -- SSLM RBPH AP -- Kurnool AP(Nannur)-- Kurnool 765kV -- Gooty PG -- Pavudaga -- Hiriyur -- Nelemangala -- Bidadi -- SMNHL --SRLDC | PGCIL
PGCIL SR 1 | Data | Viajaywada PG | NRLDC | Vijayawada PG --Khammam PG -- Khammam TS -- Warangal TS -- Warangal PG --Ramagundam NTPC -- Bhadrwati -- WR ---NR -- NRLDC | PGCIL
PGCIL SR 1 | Data | Khammam PG | SRLDC | Vijayawada PG -- Viajayawad AP -- Satnepalli AP -- SSLM RBPH-- Kurnool AP(Nannur) -- Kurnool 765kV - Gooty PG-- Pavudaga-- Hiriyur-- Nelemangala -- Bidadi -- SMNHL- SRLDC | PGCIL
PGCIL SR 1 | Data | Khammam PG | NRLDC | Khammam PG -- Khammam TS -- Warangal TS -- Warangal PG --Ramagundam NTPC -- Bhadrwati -- WR ---NR -- NRLDC | PGCIL
PGCIL SR 1 | Data | Nellore PG | SRLDC | Kadapa PG -- CK Palli AP-- Muddunuru RTPP -- Anathapur -- Gooty Ap --Gooty PG-- Pavagada --Hiriyur -- NLMGL -- Bidadi --SMNHL | PGCIL
PGCIL SR 1 | Data | Nellore PG | NRLDC | Nellore PS - Kadappa PG-- CK Palli AP-- Muddunuru RTPP -- Anathapur AP -- Gooty Ap --- Somayajulapali AP -- Kurnool Ap -- SSLM LBPH -- Mamidipalli -- Ghanapur TS -- Ghanapur PG -- Ramagundam NTPC -- Bhadrwati -- WR ---NR -- NRLDC | PGCIL
PGCIL SR 1 | Data | Kadapa 765kV | SRLDC | CK Palli AP-- Muddunuru RTPP -- Anathapur -- Gooty Ap --Gooty PG-- Pavagada --Hiriyur -- NLMGL -- Bidadi --SMNHL | PGCIL
PGCIL SR 1 | Data | Kadapa 765kV | NRLDC | Kadappa PG-- CK Palli AP-- Muddunuru RTPP -- Anathapur AP -- Gooty Ap --- Somayajulapali AP -- Kurnool Ap -- SSLM LBPH -- Mamidipalli -- Ghanapur TS -- Ghanapur PG -- Ramagundam NTPC -- Bhadrwati -- WR ---NR -- NRLDC | PGCIL
PGCIL SR 1 | Data | Ghanapur PG | SRLDC | Ghanapur PG --Mamidipalli TS --- SSLM LBPH --- Kurnool AP(Nannur) --- Kurnool 765kV --- Gooty PG --- Pavudaga --- Hiriyur --- Nelemangala --- Bidadi --- SMNHL -- SRLDC | PGCIL
PGCIL SR 1 | Data | Ghanapur PG | NRLDC | Ghanapur PG -- Ramagundam NTPC -- Bhadrwati -- WR ---NR -- NRLDC | PGCIL
PGCIL SR 1 | Data | NP Kunta 400kV_Solar | NRLDC | Kadapa PG -- CK Palli AP-- Muddunuru RTPP -- Anathapur -- Gooty Ap --Gooty PG-- Pavagada --Hiriyur -- NLMGL -- Bidadi --SMNHL | PGCIL
PGCIL SR 1 | Data | NP Kunta 400kV_Solar | NRLDC | Kadappa PG-- CK Palli AP-- Muddunuru RTPP -- Anathapur AP -- Gooty Ap --- Somayajulapali AP -- Kurnool Ap -- SSLM LBPH -- Mamidipalli -- Ghanapur TS -- Ghanapur PG -- Ramagundam NTPC -- Bhadrwati -- WR ---NR -- NRLDC | PGCIL
PGCIL SR 1 | Data | Ramagundam_NTPC_Solar | SRLDC | Repeater 346 --- Ghanapur PG --- Mamidipalli TS --- SSLM LBPH --- Kurnool AP(Nannur) --- Kurnool 765kV --- Gooty PG --- Pavudaga --- Hiriyur --- Nelemangala --- Bidadi --- SMNHL | PGCIL
PGCIL SR 1 | Data | Ramagundam_NTPC_Solar | NRLDC | Ramagundam NTPC -- Bhadrwati -- WR ---NR -- NRLDC | PGCIL
PGCIL SR 1 | Data | C'PETA | SRLDC | C'PETA -- Satnepalli AP --- SSLM RBPH AP -- - Kurnool AP(Nannur) --- Kurnool 765kV --- Gooty PG --- Pavudaga --- Hiriyur --- Nelemangala --- Bidadi --- SMNHL | PGCIL
PGCIL SR 1 | Data | C'PETA | NRLDC | Vijayawada PG --Khammam PG -- Khammam TS -- Warangal TS -- Warangal PG --Ramagundam NTPC -- Bhadrwati -- WR ---NR -- NRLDC | PGCIL
PGCIL SR 1 | Data | Vijayawada PG (DCPC) | SRLDC | Vijayawad PG -- Viajayawad AP -- Satnepalli AP -- SSLM RBPH AP -- Kurnool AP(Nannur)-- Kurnool 765kV -- Gooty PG -- Pavudaga -- Hiriyur -- Nelemangala -- Bidadi -- SMNHL --SRLDC | PGCIL
PGCIL SR 1 | Data | Gazuwaka PG (DCPC) | SRLDC | Gajuwaka PG --- Vishakhapatnam VSS --- Kakinada AP --- Bommur Ap---- Bhimidoulu AP --- VTPS --- Tallapalli AP --- Nagarjuna Sagar --- Mahubabnagar --- Raichur RTPS --- Munirabad PG --- Devangiri --- Hiriyur --- Nelemangala --- Bidadi --- SMNHL --- SRLDC | PGCIL
PGCIL SR 1 | Data | Ghanapur PG (DCPC | SRLDC | Ghanapur PG --Mamidipalli TS --- SSLM LBPH --- Kurnool AP(Nannur) --- Kurnool 765kV --- Gooty PG --- Pavudaga --- Hiriyur --- Nelemangala --- Bidadi --- SMNHL -- SRLDC | PGCIL
PGCIL SR 1 | Data | Gooty PG (DCPC) | SRLDC | Gooty PG -- Pavagada --Hiriyur -- NLMGL -- Bidadi --SMNHL -- SRLDC | PGCIL
PGCIL SR 1 | PROTECTION CH, Type : Circuit-1 | Vemagiri PS | Simhadri NTPC |  | PGCIL
PGCIL SR 1 | PROTECTION CH, Type : Circuit-2 | Vemagiri PS | Simhadri NTPC |  | PGCIL
PGCIL SR 1 | PROTECTION CH, Type : Circuit-1 | Vemagiri PS | Vemagiri AP |  | PGCIL
PGCIL SR 1 | PROTECTION CH, Type : Circuit-2 | Vemagiri PS | Vemagiri AP |  | PGCIL
PGCIL SR 1 | PROTECTION CH, Type : Circuit-1 | Vemagiri PS | Vijayawada PG |  | PGCIL
PGCIL SR 1 | PROTECTION CH, Type : Circuit-2 | Vemagiri PS | Vijayawada PG |  | PGCIL
PGCIL SR 1 | PROTECTION CH, Type : Protection circuit | Maheshwaram PS | Ghanapur PG |  | PGCIL
PGCIL SR 1 | PROTECTION CH, Type : Protection circuit | Kurnool 765kV | Raichur 765kV |  | PGCIL
PGCIL SR 1 | PROTECTION CH, Type : Protection circuit | Nellore PS_765kV | Kurnool 765kV |  | PGCIL
PGCIL SR 1 | PROTECTION CH, Type : Protection circuit | Kadapa 765kV | Kurnool 765kV |  | PGCIL
PGCIL SR 1 | PROTECTION CH, Type : Protection circuit | Nizambad GIS | Maheshwaram PS |  | PGCIL
PGCIL SR 1 | PROTECTION CH, Type : Protection circuit | Nizambad GIS | Wardha |  | PGCIL
PGCIL SR 1 | PROTECTION CH, Type : Protection circuit | Nizambad GIS | Dicpally |  | PGCIL
PGCIL SR 1 | PROTECTION CH, Type : Protection circuit | Nellore PG | Vijayawada PG |  | PGCIL
PGCIL SR 1 | PROTECTION CH, Type : Protection circuit | Ramagundam NTPC | Ghanapur PG |  | PGCIL
PGCIL SR 1 | PROTECTION CH, Type : Protection circuit | Maheshwaram PS | Kurnool 765kV |  | PGCIL
PGCIL SR 1 | PROTECTION CH, Type : Protection circuit | Munirabad PG | Raichur RTPS |  | PGCIL
PGCIL SR 1 | PROTECTION CH, Type : Protection circuit | Raichur 765kV | Raichur RTPS |  | PGCIL
PGCIL SR 1 | PROTECTION CH, Type : Protection circuit | Raichur 765kV | Kolar |  | PGCIL
PGCIL SR 1 | PROTECTION CH, Type : Protection circuit | NP Kunta 400kV | Kolar |  | PGCIL
PGCIL SR 1 | PROTECTION CH, Type : Protection circuit | Srikakulem PS | Gadividi |  | PGCIL
PGCIL SR 1 | PROTECTION CH, Type : Protection circuit | Srikakulem PS | Vemagiri PS |  | PGCIL
PGCIL SR 1 | PROTECTION CH, Type : Protection circuit | Srikakulem PS | Angul |  | PGCIL
PGCIL SR 1 | PROTECTION CH, Type : SPS | Raichur 765kV | Mysore |  | PGCIL
PGCIL SR 1 | PMU_Nellore PG_SRLDC | Nellore PG | SRLDC | Nellore PG --Alamaty -- Sriparembadur -- Chittore -- Thiruvallem --Kolar -- Somanhalli -- SRLDC | PGCIL
PGCIL SR 1 | PMU_NPS _SRLDC | Nellore PS_765kV | SRLDC | Nellore PS _Kadapa PG -- Chittore -- Thiruvallem --Kolar -- Somanhalli -- SRLDC | PGCIL
PGCIL SR 1 | PMU_Kadapa PG_SRLDC | Kadapa PG | SRLDC | Kadapa PG -- Chittore -- Thiruvallem --Kolar -- Somanhalli -- SRLDC | PGCIL
PGCIL SR 1 | PMU_NP kunta PG_SRLDC | NP Kunta | SRLDC | NP Kunta -- Kadapa PG -- Chittore -- Thiruvallem --Kolar -- Somanhalli -- SRLDC | PGCIL
PGCIL SR 1 | PMU_Gooty PG_SRLDC | Gooty PG | SRLDC | Gooty PG -- Kurnool 765kV --Raichur 765kV -- Raichur RTPS -- Munirabad PG -- Hiryur -- Nellamangangala -- Bidadi -- SMNHL -- SRLDC | PGCIL
PGCIL SR 1 | PMU_Kurnool PG_SRLDC | Kurnool 765kV | SRLDC | Kurnool 765kV --Raichur 765kV -- Raichur RTPS -- Munirabad PG -- Hiryur -- Nellamangangala -- Bidadi -- SMNHL -- SRLDC | PGCIL
PGCIL SR 1 | PMU_Raichur PG_SRLDC | Raichur 765kV | SRLDC | Raichur 765kV -- Raichur RTPS -- Munirabad PG -- Hiryur -- Nellamangangala -- Bidadi -- SMNHL -- SRLDC | PGCIL
PGCIL SR 1 | PMU_Munirabad PG_SRLDC | Munirabad PG | SRLDC | Munirabad PG -- Hiryur -- Nellamangangala -- Bidadi -- SMNHL -- SRLDC | PGCIL
PGCIL SR 1 | PMU_N'sagr PG_SRLDC | Nagarjun sagar PG | SRLDC | Nagarjuna Sagar PG -- MahabubNagar -- Raichur RTPS -- Munirabad PG -- Hiryur -- Nellamangangala -- Bidadi -- SMNHL -- SRLDC | PGCIL
PGCIL SR 1 | PMU_Gajuwaka PG_SRLDC | Gajuwaka PG | SRLDC | Gajuwaka PG -- Kakinada -- VTPS -- Tallapalli -- Nagarjuna Sagar PG -- MahabubNagar -- Raichur RTPS -- Munirabad PG -- Hiryur -- Nellamangangala -- Bidadi -- SMNHL -- SRLDC | PGCIL
PGCIL SR 1 | PMU_Simhadri NTPC_SRLDC | Simhadri_NTPC | SRLDC | Simhadri NTPC -- Vizag PG -- Kakinada -- VTPS -- Tallapalli -- Nagarjuna Sagar PG -- MahabubNagar -- Raichur RTPS -- Munirabad PG -- Hiryur -- Nellamangangala -- Bidadi -- SMNHL -- SRLDC | PGCIL
PGCIL SR 1 | PMU_Vijayawada PG_SRLDC | Vijayawada PG | SRLDC | Vijayawada PG -- Nunna AP -- SSLM RBPH -- Nannur AP -- Kurnool 765kV -- Gooty -- Pavada -- -- Hiryur -- Nellamangangala -- Bidadi -- SMNHL -- SRLDC | PGCIL
PGCIL SR 1 | PMU_Khammam PG_SRLDC | Khammam PG | SRLDC | Khammam PG -- Vijayawada PG -- Nunna AP -- SSLM RBPH -- Nannur AP -- Kurnool 765kV -- Gooty -- Pavada -- -- Hiryur -- Nellamangangala -- Bidadi -- SMNHL -- SRLDC | PGCIL
PGCIL SR 1 | PMU_Warangal PG_SRLDC | Warangal PG | SRLDC | Warangal PG -- Warangal TS -- Khammam TS -- Khammam PG -- Vijayawada PG -- Nunna AP -- SSLM RBPH -- Nannur AP -- Kurnool 765kV -- Gooty -- Pavada -- -- Hiryur -- Nellamangangala -- Bidadi -- SMNHL -- SRLDC | PGCIL
PGCIL SR 1 | PMU_Ghanapur PG_SRLDC | Ghanapur PG | SRLDC | Ghanapur PG -- Ghanapur TS -- Mamaidpalli -- SSLM LBPH-- Nannur AP -- Kurnool 765kV -- Gooty -- Pavada -- -- Hiryur -- Nellamangangala -- Bidadi -- SMNHL -- SRLDC | PGCIL
PGCIL SR 1 | PMU_Ramagundam NTPC_SRLDC | Ramagundam NTPC | SRLDC | Ramagundam NTPC -- Ghanapur PG -- Ghanapur TS -- Mamaidpalli -- SSLM LBPH-- Nannur AP -- Kurnool 765kV -- Gooty -- Pavada -- -- Hiryur -- Nellamangangala -- Bidadi -- SMNHL -- SRLDC | PGCIL
PGCIL SR 1 | PMU_Maheshwaram PG_SRLDC | Maheshwaram PS | SRLDC | Maheshwaram PS -- Ghanapur PG -- Ghanapur TS -- Mamaidpalli -- SSLM LBPH-- Nannur AP -- Kurnool 765kV -- Gooty -- Pavada -- -- Hiryur -- Nellamangangala -- Bidadi -- SMNHL -- SRLDC | PGCIL
PGCIL SR 1 | PMU_Srkakulam PG_SRLDC | Srikakulem PS | SRLDC | Srikakulem PS -- Vemagriri PS -- Vijayawada PG -- Nunna AP -- SSLM RBPH -- Nannur AP -- Kurnool 765kV -- Gooty -- Pavada -- -- Hiryur -- Nellamangangala -- Bidadi -- SMNHL -- SRLDC | PGCIL
PGCIL SR 1 | PMU_Vemagiri PG_SRLDC | Vemagiri PS | SRLDC | Vizag PG -- Kakinada -- VTPS -- Tallapalli -- Nagarjuna Sagar PG -- MahabubNagar -- Raichur RTPS -- Munirabad PG -- Hiryur -- Nellamangangala -- Bidadi -- SMNHL -- SRLDC | PGCIL
PGCIL SR 2 | RTU_Data_Nagapattanam RTU_MADURAI PG-DCPC (Data & Voice) | Nagapattanam (main) | MADURAI PG-DCPC | Nagapattanam, Trichy, Karaiudi, Madurai | PGCIL
PGCIL SR 2 | RTU_Data_Nagapattanam RTU_MADURAI PG-DCPC (Data & Voice) | Nagapattanam (stdby) | MADURAI PG-DCPC | Nagapattanam, Neyvelli TS1-exp, Neyvelli TS2_1, Neyvelli TS2-exp, Puguluru, Trichy, Karaiudi, Madurai | PGCIL
PGCIL SR 2 | RTU_Data_Tuticorin RTU_MADURAI PG-DCPC (Data & Voice) | Tuticorin PG | MADURAI PG-DCPC | Tuticorin, Madurai | PGCIL
PGCIL SR 2 | RTU_Data_Karaikudi RTU_MADURAI PG-DCPC (Data & Voice) | Karaikudi PG | MADURAI PG-DCPC | Karaikudi, Madurai | PGCIL
PGCIL SR 2 | RTU_Data_Tirunelveli RTU_MADURAI PG-DCPC (Data & Voice) | Tirunelveli | MADURAI PG-DCPC | Tirunelveli, Madurai | PGCIL
PGCIL SR 2 | RTU_Data_Kudankulam RTU_MADURAI PG-DCPC (Data & Voice) | Kundankulam | MADURAI PG-DCPC | Kudankulam, Tirunelveli, Madurai | PGCIL
PGCIL SR 2 | RTU_Data_Trichy RTU_MADURAI PG-DCPC (Data & Voice) | Trichy | MADURAI PG-DCPC | Trichy, Karaikudi, Madurai | PGCIL
PGCIL SR 2 | RTU_Data_Kaiga RTU NARENDRA PG-DCPC (Data & Voice) | Kaiga (main) | NARENDRA PG-DCPC | Kaiga, Narendra | PGCIL
PGCIL SR 2 | RTU_Data_Kaiga RTU NARENDRA PG-DCPC (Data & Voice) | Kaiga (stdby) | NARENDRA PG-DCPC | Kaiga, Davangere, Narendra | PGCIL
PGCIL SR 2 | RTU_Data_Karur RTU PONDY PG-DCPC (Data & Voice) | Karur (main) | PONDY PG-DCPC | Pugalur, Neyvelli, Pondy | PGCIL
PGCIL SR 2 | RTU_Data_Karur RTU PONDY PG-DCPC (Data & Voice) | Karur (stdby) | PONDY PG-DCPC | Pondy, Sriperambduru, Chottor, Kadapa, CK pally, Muddanuru, Ananthapura Gooty, Pavagada, Hiriyuru, Nelamangala, Mysore, Kozhikode, Trichuru, Palakkad, Udumalpet, Salem,Dharmapuri, Nagapattanam, Trichy, Pugalur | PGCIL
PGCIL SR 2 | RTU_Data_NLC TS2 Exp RTU PONDY PG-DCPC (Data & Voice) | NLC TS2 Exp (main) | PONDY PG-DCPC | Neyvelli-TS-2exp, Neyvelli TS-2_1, Neyvelli TS-2_2, Pondy | PGCIL
PGCIL SR 2 | RTU_Data_NLC TS2 Exp RTU PONDY PG-DCPC (Data & Voice) | NLC TS2 Exp (stdby) | PONDY PG-DCPC | Neyvelli-TS1exp, Nagapattanam, Dharmapuri, Salem, Udumalpet, Palakad, Truchur, Kozhikode, Mysuru, Nelamangala, Hiriyuru, Pavagada, Gooty, Ananthpur, Muddanuru, CK pally, Kadapa, Chittor, Sriperambadur, Pondy | PGCIL
PGCIL SR 2 | RTU_Data_NLC TS1 RTU PONDY PG-DCPC (Data & Voice) | NLC TS1 Exp (main) | PONDY PG-DCPC | Neyvelli-TS1exp, Neyvelli-TS2_1, Neyvelli-TS2_2, Pondy | PGCIL
PGCIL SR 2 | RTU_Data_NLC TS1 RTU PONDY PG-DCPC (Data & Voice) | NLC TS1 Exp (stdby) | PONDY PG-DCPC | Neyvelli-TS1exp, Nagapattanam, Dharmapuri, Salem, Udumalpet, Palakad, Truchur, Kozhikode, Mysuru, Nelamangala, Hiriyuru, Pavagada, Gooty, Ananthpur, Muddanuru, CK pally, Kadapa, Chittor, Sriperambadur, Pondy | PGCIL
PGCIL SR 2 | RTU_Data_NLC TS2 RTU PONDY PG-DCPC (Data & Voice) | NLC TS2 (main) | PONDY PG-DCPC | Neyvelli TS2_1, Neyvelli-TS1exp, Neyvelli-TS2_1, Neyvelli-TS2_2, Pondy | PGCIL
PGCIL SR 2 | RTU_Data_NLC TS2 RTU PONDY PG-DCPC (Data & Voice) | NLC TS2 (stdby) | PONDY PG-DCPC | Neyvelli TS2_1, Neyvelli-TS1exp, Nagapattanam, Dharmapuri, Salem, Udumalpet, Palakad, Truchur, Kozhikode, Mysuru, Nelamangala, Hiriyuru, Pavagada, Gooty, Ananthpur, Muddanuru, CK pally, Kadapa, Chittor, Sriperambadur, Pon | PGCIL
PGCIL SR 2 | RTU_Data_Arasur RTU SALEM PG-DCPC (Data & Voice) | Arasur (main) | SALEM PG-DCPC | Arasur, Udumalpet, Salem | PGCIL
PGCIL SR 2 | RTU_Data_Arasur RTU SALEM PG-DCPC (Data & Voice) | Arasur (stdby) | SALEM PG-DCPC | Arasur, MTPS, Salem | PGCIL
PGCIL SR 2 | RTU_Data_Hosur RTU SALEM PG-DCPC (Data & Voice) | Hosur (main) | Hosur | Hosur, Salem | PGCIL
PGCIL SR 2 | RTU_Data_Hosur RTU SALEM PG-DCPC (Data & Voice) | Hosur (stdby) | Hosur | Hosur, Kolar, Thiruvalam, Chittore, Sriperembdur, Pondy, Neyvelli, Nagapattanam, Dharmapuri, Salem | PGCIL
PGCIL SR 2 | RTU_Data_Dharmapuri RTU SALEM PG-DCPC (Data & Voice) | Dharmapuri (main) | SALEM PG-DCPC | Dharmapuri, Salem | PGCIL
PGCIL SR 2 | RTU_Data_Udumalpete RTU SALEM PG-DCPC (Data & Voice) | Udumalpete (main) | SALEM PG-DCPC | Udumalpet, Salem | PGCIL
PGCIL SR 2 | RTU_Data_Udumalpete Statcom RTU SALEM PG-DCPC (Data & Voice) | Udumalpete (stdby) | SALEM PG-DCPC | Udumalpet, Arasur, MTPS, Salem | PGCIL
PGCIL SR 2 | RTU_Data_Hassan RTU SOMANAHALLI PG-DCPC (Data & Voice) | Hassan (main) | SOMANAHALLI PG-DCPC | Nelmangala, Bidadi | PGCIL
PGCIL SR 2 | RTU_Data_Hassan RTU SOMANAHALLI PG-DCPC (Data & Voice) | Hassan (stdby) | SOMANAHALLI PG-DCPC | Mysore, Kozikode, Trichuru, Palakad, Udumalpet, Salem, Hosur | PGCIL
PGCIL SR 2 | RTU_Data_Kolar HVDC RTU SOMANAHALLI PG-DCPC (Data & Voice) | Kolar HVDC (main) | SOMANAHALLI PG-DCPC | Kolar, Somanahalli | PGCIL
PGCIL SR 2 | RTU_Data_Kolar HVAC RTU SOMANAHALLI PG-DCPC (Data & Voice) | Kolar HVDC (stdby) | SOMANAHALLI PG-DCPC | Kolar, Hosur, Somanahalli | PGCIL
PGCIL SR 2 | RTU_Data_Talcher RTU SOMANAHALLI PG-DCPC (Data & Voice) | Kolar HVAC (main) | SOMANAHALLI PG-DCPC | Kolar, Somanahalli | PGCIL
PGCIL SR 2 | RTU Data : Kolar HVAC (stdby) RTU - SOMANAHALLI PG-DCPC (Data & Voice) | Kolar HVAC (stdby) | SOMANAHALLI PG-DCPC | Kolar, Hosur, Somanahalli | PGCIL
PGCIL SR 2 | RTU Data : Pavagada (main) RTU - SOMANAHALLI PG-DCPC (Data & Voice) | Pavagada (main) | SOMANAHALLI PG-DCPC | Gooty, Ananthpur, Muddanur, CK pally, Kadapa, Chittor, Sriperambaduru, pondy, Neyveli, Nagapattanam, Dharmapuri, Salem, Hosuru, Somanahalli, SRLDC | PGCIL
PGCIL SR 2 | RTU Data : Pavagada (stdby) RTU - SOMANAHALLI PG-DCPC (Data & Voice) | Pavagada (stdby) | SOMANAHALLI PG-DCPC | Hiriyuru, Nelamangala, Bidadi | PGCIL
PGCIL SR 2 | RTU Data : Hiriyur (main) RTU - SOMANAHALLI PG-DCPC (Data & Voice) | Hiriyur (main) | SOMANAHALLI PG-DCPC | Hiriyuru, Nelamangala, Bidadi, Somanahalli | PGCIL
PGCIL SR 2 | RTU Data : Hiriyur (stdby) RTU - SOMANAHALLI PG-DCPC (Data & Voice) | Hiriyur (stdby) | SOMANAHALLI PG-DCPC | Pavagada, Gooty, Ananthpur, Muddanur, CK pally, Kadapa, Chittor, Sriperambaduru, pondy, Neyveli, Nagapattanam, Dharmapuri, Salem, Hosuru, Somanahalli | PGCIL
PGCIL SR 2 | RTU Data : Yelahanka (main) RTU - SOMANAHALLI PG-DCPC (Data & Voice) | Yelahanka (main) | SOMANAHALLI PG-DCPC | Yelahanka, Nelamangala, Bidadi, Somanahalli | PGCIL
PGCIL SR 2 | RTU Data : Yelahanka (stdby) RTU - SOMANAHALLI PG-DCPC (Data & Voice) | Yelahanka (stdby) | SOMANAHALLI PG-DCPC | Yelahanka, Hoody, Kolar, Somanahalli | PGCIL
PGCIL SR 2 | RTU Data : Tumkur (main) RTU - SOMANAHALLI PG-DCPC (Data & Voice) | Tumkur (main) | SOMANAHALLI PG-DCPC | Tumkuru, Kolar, Somanahalli | PGCIL
PGCIL SR 2 | RTU Data : Tumkur (stdby RTU - SOMANAHALLI PG-DCPC (Data & Voice) | Tumkur (stdby | SOMANAHALLI PG-DCPC | Tumkur, HB halli, Kudgi, Narendra, Davangere, Hiriyur, Nelamangala, Bidadi, Somanahalli | PGCIL
PGCIL SR 2 | RTU Data : Mysore PG (main) RTU - SOMANAHALLI PG-DCPC (Data & Voice) | Mysore PG (main) | SOMANAHALLI PG-DCPC | Hassan, Nelmangala, Bidadi | PGCIL
PGCIL SR 2 | RTU Data : Mysore PG (stdby) RTU - SOMANAHALLI PG-DCPC (Data & Voice) | Mysore PG (stdby) | SOMANAHALLI PG-DCPC | Kozikode, Trichuru, Palakad, Udumalpet, Salem, Hosur | PGCIL
PGCIL SR 2 | RTU Data : Bidadi (main) RTU - SOMANAHALLI PG-DCPC (Data & Voice) | Bidadi (main) | SOMANAHALLI PG-DCPC | Bidadi, Somanahalli | PGCIL
PGCIL SR 2 | RTU Data : Bidadi (stdby RTU - SOMANAHALLI PG-DCPC (Data & Voice) | Bidadi (stdby | SOMANAHALLI PG-DCPC | Bidadi, NLMGL, Hiriyur, Pavagada, Tumkur, Kolar, Somanahalli | PGCIL
PGCIL SR 2 | RTU Data : Thiruvalam (main) RTU - SRIPERAMBDUR PG-DCPC (Data & Voice) | Thiruvalam (main) | SRIPERAMBDUR PG-DCPC | Thiruvalam, Chittor, Sriperumbdur | PGCIL
PGCIL SR 2 | RTU Data : Thiruvalam (stdby) RTU - SRIPERAMBDUR PG-DCPC (Data & Voice) | Thiruvalam (stdby) | SRIPERAMBDUR PG-DCPC | Thiruvalam, Kolar, Dharmapuri, Nagapattanam, Neyvelli, Pondy, Sriperumbdur | PGCIL
PGCIL SR 2 | RTU Data : Vallur NTPC (main) RTU - SRIPERAMBDUR PG-DCPC (Data & Voice) | Vallur NTPC (main) | SRIPERAMBDUR PG-DCPC | Vallur, Alamatty, Sriperumbdur | PGCIL
PGCIL SR 2 | RTU Data : Vallur NTPC (stdby0 RTU - SRIPERAMBDUR PG-DCPC (Data & Voice) | Vallur NTPC (stdby0 | SRIPERAMBDUR PG-DCPC | Vallur, Alamatty, Repeater, Nellore, Kadapa, Chittor, Sriperumbdur | PGCIL
PGCIL SR 2 | RTU Data : Kalvinthapattu (main) RTU - SRIPERAMBDUR PG-DCPC (Data & Voice) | Kalvinthapattu (main) | SRIPERAMBDUR PG-DCPC | Kalvintapattu, Sriperumbdur | PGCIL
PGCIL SR 2 | RTU Data : Kalvinthapattu (stdby) RTU - SRIPERAMBDUR PG-DCPC (Data & Voice) | Kalvinthapattu (stdby) | SRIPERAMBDUR PG-DCPC | Kalvintapattu, Bhavani, Pondy, Sriperumbdur | PGCIL
PGCIL SR 2 | RTU Data : Kalpakkam (main) RTU - SRLDC-DCPC (Data & Voice) | Kalpakkam (main) | SRLDC-DCPC | Pondy, Neyvelli, Nagapattanam, Dharmapuri, Salem, Hosur, Kolar, Somanahalli | PGCIL
PGCIL SR 2 | RTU Data : Kalpakkam (stdby) RTU - SRLDC-DCPC (Data & Voice) | Kalpakkam (stdby) | SRLDC-DCPC | Chittor, Kadapa, CK pally, Muddanuru, Ananthapura, Gooty, Kurnul, Raichur, Munirabad, Davanagere, Hiriyuru, Nelamangala, Bidadi | PGCIL
PGCIL SR 2 | RTU Data : Coastal (main) RTU - SRLDC-DCPC (Data & Voice) | Coastal (main) | SRLDC-DCPC | Tuticorin, Madhurai, Karaikudi, Trichy, Nagapattanam, Dharmapuri, Salem, Hosur, Kolar, SMNHL, SRLDC | PGCIL
PGCIL SR 2 | RTU Data : Coastal (stdby) RTU - SRLDC-DCPC (Data & Voice) | Coastal (stdby) | SRLDC-DCPC | Madhurai, Tirunelveli, Thrivandram, Pothencode, Edaman, Kundara, Edappan, Pallon, KRL, Bharampuram, Kalamassery, Cochin, Trichuru, Kozhikode, Mysore, Nelamangala, Bidadi | PGCIL
PGCIL SR 2 | RTU Data : NTPL (main) RTU - SRLDC-DCPC (Data & Voice) | NTPL (main) | SRLDC-DCPC | Tuticorin, Madhurai, Karaikudi, Trichy, Nagapattanam, Dharmapuri, Salem, Hosur, Kolar, SMNHL, SRLDC | PGCIL
PGCIL SR 2 | RTU Data : NTPL (stdby) RTU - SRLDC-DCPC (Data & Voice) | NTPL (stdby) | SRLDC-DCPC | Madhurai, Tirunelveli, Thrivandram, Pothencode, Edaman, Kundara, Edappan, Pallon, KRL, Bharampuram, Kalamassery, Cochin, Trichuru, Kozhikode, Mysore, Nelamangala, Bidadi | PGCIL
PGCIL SR 2 | RTU Data : NNTPS (main) RTU - SRLDC-DCPC (Data & Voice) | NNTPS (main) | SRLDC-DCPC | Karaikudi, Thrichy, Nagapattanam, Dharmapuri, Salem, Hosur, Kolar, Somanahalli | PGCIL
PGCIL SR 2 | RTU Data : NNTPS (stdby) RTU - SRLDC-DCPC (Data & Voice) | NNTPS (stdby) | SRLDC-DCPC | Puguluru, Trichy, Karaikudi, Madhurai, Tirunelveli, Thrivandram, Pothencode, Edaman, Kundara, Edappan, Pallon, KRL, Bharampuram, Kalamassery, Cochin, Trichuru, Kozhikode, Mysore, Nelamangala, Bidadi | PGCIL
PGCIL SR 2 | RTU Data : ILFS (main) RTU - SRLDC-DCPC (Data & Voice) | ILFS (main) | SRLDC-DCPC | Nagapattanam, Dharmapuri, Salem, Hosur, Kolar, Somanahalli | PGCIL
PGCIL SR 2 | RTU Data : ILFS (stdby) RTU - SRLDC-DCPC (Data & Voice) | ILFS (stdby) | SRLDC-DCPC | Nagapattanam, Trichy, Karaikudi, Madhurai, Tirunelveli, Thrivandram, Pothencode, Edaman, Kundara, Edappan, Pallon, KRL, Bharampuram, Kalamassery, Cochin, Trichuru, Kozhikode, Mysore, Nelamangala, Bidadi | PGCIL
PGCIL SR 2 | "104 RTU "&D622&" - SRLDC (Data)" Main | Kudgi 765kv PG | SRLDC | Kudgi - Narendra - Davangere - Hiriyur - NLMNGL - Bidadi - SMNHL - SRLDC | PGCIL
PGCIL SR 2 | "104 RTU "&D626&" - SRLDC (Data)" Backup | Kudgi 765kv PG | NRLDC | Kudgi - Narendra - Davangere - Munirabad - Raichur - Kurnool Ap -- SSLM LBPH -- Mamidipalli -- Ghanapur TS -- Ghanapur PG -- Ramagundam NTPC -- Bhadrwati -- WR ---NR -- NRLDC | PGCIL
PGCIL SR 2 | "104 RTU "&D630&" - SRLDC (Data)" Main | Kudgi NTPC | SRLDC | Kudgi NTPC - Kudgi - Narendra - Davangere - Hiriyur - NLMNGL - Bidadi - SMNHL - SRLDC | PGCIL
PGCIL SR 2 | "104 RTU "&D634&" - SRLDC (Data)" Backup | Kudgi NTPC | NRLDC | Kudgi NTPC - Kudgi - Narendra - Davangere - Munirabad - Raichur - Kurnool Ap -- SSLM LBPH -- Mamidipalli -- Ghanapur TS -- Ghanapur PG -- Ramagundam NTPC -- Bhadrwati -- WR ---NR -- NRLDC | PGCIL
PGCIL SR 2 | "104 RTU "&D638&" - SRLDC (Data)" Main | Vallur NTPC | SRLDC | Vallur, Alamatty, Sriperumbdur, Chittor, THVLM, Kolar, SMNHL, SRLDC | PGCIL
PGCIL SR 2 | "104 RTU "&D642&" - SRLDC (Data)" Backup | Vallur NTPC | NRLDC | Vallur, Alamatty, Repeater, Nellore, Kadapa, CK Pally, Muddanur, Ananthpur, Gooty, Somayajulapalli, Nannur, SSLM LBPH -- Mamidipalli -- Ghanapur TS -- Ghanapur PG -- Ramagundam NTPC -- Bhadrwati -- WR ---NR -- NRLDC | PGCIL
PGCIL SR 2 | "104 RTU "&D646&" - SRLDC (Data)" Main | Tuticorin GIS | SRLDC | GIS Tuticorin, Madurai, Karaikudi, Trichy, Nagapattanam, Dharmapuri, Salem, Hosur, SMNHL, SRLDC | PGCIL
PGCIL SR 2 | "104 RTU "&D650&" - SRLDC (Data)" Backup | Tuticorin GIS | NRLDC | GIS Tuticorin, Madurai, Karaikudi, Trichy, Nagapattanam, NLC TS1 Exp,NLC TS1, Pondy, Sripermbdur, Chittor, Kadapa, CK Pally, Muddanur, Ananthpur, Gooty, Somayajulapalli, Nannur, SSLM LBPH -- Mamidipalli -- Ghanapur TS -- Ghanapur PG -- Ramagundam NTPC -- Bhadrwati -- WR ---NR -- NRLDC | PGCIL
PGCIL SR 2 | "104 RTU "&D654&" - SRLDC (Data)" Main | Maniyachi(Mythra) | SRLDC | Maniyachi, GIS Tuticorin, Madurai, Karaikudi, Trichy, Nagapattanam, Dharmapuri, Salem, Hosur, SMNHL, SRLDC | PGCIL
PGCIL SR 2 | "104 RTU "&D658&" - SRLDC (Data)" Backup | Maniyachi(Mythra) | NRLDC | Maniyachi, GIS Tuticorin, Madurai, Karaikudi, Trichy, Nagapattanam, NLC TS1 Exp,NLC TS1, Pondy, Sripermbdur, Chittor, Kadapa, CK Pally, Muddanur, Ananthpur, Gooty, Somayajulapalli, Nannur, SSLM LBPH -- Mamidipalli -- Ghanapur TS -- Ghanapur PG -- Ramagundam NTPC -- Bhadrwati -- WR ---NR -- NRLDC | PGCIL
PGCIL SR 2 | "104 RTU "&D662&" - SRLDC (Data)" Main | Chandragiri | SRLDC | Chandragiri, GIS Tuticorin, Madurai, Karaikudi, Trichy, Nagapattanam, Dharmapuri, Salem, Hosur, SMNHL, SRLDC | PGCIL
PGCIL SR 2 | "104 RTU "&D666&" - SRLDC (Data)" Backup | Chandragiri | NRLDC | Chandragiri, GIS Tuticorin, Madurai, Karaikudi, Trichy, Nagapattanam, NLC TS1 Exp,NLC TS1, Pondy, Sripermbdur, Chittor, Kadapa, CK Pally, Muddanur, Ananthpur, Gooty, Somayajulapalli, Nannur, SSLM LBPH -- Mamidipalli -- Ghanapur TS -- Ghanapur PG -- Ramagundam NTPC -- Bhadrwati -- WR ---NR -- NRLDC | PGCIL
PGCIL SR 2 | "104 RTU "&D670&" - SRLDC (Data)" Main | Poovani(Orange) | SRLDC | Poovani, GIS Tuticorin, Madurai, Karaikudi, Trichy, Nagapattanam, Dharmapuri, Salem, Hosur, SMNHL, SRLDC | PGCIL
PGCIL SR 2 | "104 RTU "&D674&" - SRLDC (Data)" Backup | Poovani(Orange) | NRLDC | Poovani, GIS Tuticorin, Madurai, Karaikudi, Trichy, Nagapattanam, NLC TS1 Exp,NLC TS1, Pondy, Sripermbdur, Chittor, Kadapa, CK Pally, Muddanur, Ananthpur, Gooty, Somayajulapalli, Nannur, SSLM LBPH -- Mamidipalli -- Ghanapur TS -- Ghanapur PG -- Ramagundam NTPC -- Bhadrwati -- WR ---NR -- NRLDC | PGCIL
PGCIL SR 2 | "104 RTU "&D678&" - SRLDC (Data)" Main | Hosur PG | SRLDC | Hosur, SMNHL, SRLDC | PGCIL
PGCIL SR 2 | "104 RTU "&D682&" - SRLDC (Data)" Backup | Hosur PG | NRLDC | Hosur,Kolar, Tumkur, Pavagada, Gooty, Somayajulapalli, Nannur, SSLM LBPH -- Mamidipalli -- Ghanapur TS -- Ghanapur PG -- Ramagundam NTPC -- Bhadrwati -- WR ---NR -- NRLDC | PGCIL
PGCIL SR 2 | "104 RTU "&D686&" - SRLDC (Data)" Main | Udumalpet PG | SRLDC | Udumalpet, Salem, Hosur, SMNHL, SRLDC | PGCIL
PGCIL SR 2 | "104 RTU "&D690&" - SRLDC (Data)" Backup | Udumalpet PG | NRLDC | Udumalpet, Pugulur, Salem, Dharmapuri, Hoody, Kolar, Tumkur, Pavagada, Gooty, Somayajulapalli, Nannur, SSLM LBPH -- Mamidipalli -- Ghanapur TS -- Ghanapur PG -- Ramagundam NTPC -- Bhadrwati -- WR ---NR -- NRLDC | PGCIL
PGCIL SR 2 | "104 RTU "&D694&" - SRLDC (Data)" Main | Salem PG | SRLDC | Salem, Hosur, SMNHL, SRLDC | PGCIL
PGCIL SR 2 | "104 RTU "&D698&" - SRLDC (Data)" Backup | Salem PG | NRLDC | Salem, Dharmapuri, Hoody, Kolar, Tumkur, Pavagada, Gooty, Somayajulapalli, Nannur, SSLM LBPH -- Mamidipalli -- Ghanapur TS -- Ghanapur PG -- Ramagundam NTPC -- Bhadrwati -- WR ---NR -- NRLDC | PGCIL
PGCIL SR 2 | "104 RTU "&D702&" - SRLDC (Data)" Main | Sriperambdur PG | SRLDC | Sriperumbdur, Chittor, THVLM, Kolar, SMNHL, SRLDC | PGCIL
PGCIL SR 2 | "104 RTU "&D706&" - SRLDC (Data)" Backup | Sriperambdur PG | NRLDC | Sriperambdur, Pondy, NLC TS2, Nagapattanam, Dharmapuri, Salem, Dharmapuri, Hoody, Kolar, Tumkur, Pavagada, Gooty, Somayajulapalli, Nannur, SSLM LBPH -- Mamidipalli -- Ghanapur TS -- Ghanapur PG -- Ramagundam NTPC -- Bhadrwati -- WR ---NR -- NRLDC | PGCIL
PGCIL SR 2 | "104 RTU "&D710&" - SRLDC (Data)" Main | Somanahalli PG | SRLDC | SMNHL, SRLDC | PGCIL
PGCIL SR 2 | "104 RTU "&D714&" - SRLDC (Data)" Backup | Somanahalli PG | NRLDC | SMNHL, Kolar, Tumkur, Pavagada, Gooty, Somayajulapalli, Nannur, SSLM LBPH -- Mamidipalli -- Ghanapur TS -- Ghanapur PG -- Ramagundam NTPC -- Bhadrwati -- WR ---NR -- NRLDC | PGCIL
PGCIL SR 2 | "104 RTU "&D718&" - SRLDC (Data)" Main | Mysore PG | SRLDC | Mysore, NLMNGL, Bidadi, SMNHL, SRLDC | PGCIL
PGCIL SR 2 | "104 RTU "&D722&" - SRLDC (Data)" Backup | Mysore PG | NRLDC | Mysore, Kozhikode, Trichur, Palakkad, Udumalpet, Salem, Dharmapuri, Hoody, Kolar, Tumkur, Pavagada, Gooty, Somayajulapalli, Nannur, SSLM LBPH -- Mamidipalli -- Ghanapur TS -- Ghanapur PG -- Ramagundam NTPC -- Bhadrwati -- WR ---NR -- NRLDC | PGCIL
PGCIL SR 2 | "104 RTU "&D726&" - SRLDC (Data)" Main | Trichur PG | SRLDC | Trichur, Kozhikode, Mysore, NLMNGL, Bidadi, SMNHL, SRLDC | PGCIL
PGCIL SR 2 | "104 RTU "&D730&" - SRLDC (Data)" Backup | Trichur PG | NRLDC | Trichur, Palakkad, Udumalpet, Salem, Dharmapuri, Hoody, Kolar, Tumkur, Pavagada, Gooty, Somayajulapalli, Nannur, SSLM LBPH -- Mamidipalli -- Ghanapur TS -- Ghanapur PG -- Ramagundam NTPC -- Bhadrwati -- WR ---NR -- NRLDC | PGCIL
PGCIL SR 2 | "104 RTU "&D734&" - SRLDC (Data)" Main | Trichy PG | SRLDC | Trichy, Nagapattanam, Dharmapuri, Salem, Hosur, SMNHL, SRLDC | PGCIL
PGCIL SR 2 | "104 RTU "&D738&" - SRLDC (Data)" Backup | Trichy PG | NRLDC | Trichy, Nagapattanam, NLC TS1 Exp,NLC TS1, Pondy, Sripermbdur, Chittor, THVLM, Kolar, Tumkur, Pavagada, Gooty, Somayajulapalli, Nannur, SSLM LBPH -- Mamidipalli -- Ghanapur TS -- Ghanapur PG -- Ramagundam NTPC -- Bhadrwati -- WR ---NR -- NRLDC | PGCIL
PGCIL SR 2 | "104 RTU "&D742&" - SRLDC (Data)" Main | Madurai PG | SRLDC | Madurai, Karaikudi, Trichy, Nagapattanam, Dharmapuri, Salem, Hosur, SMNHL, SRLDC | PGCIL
PGCIL SR 2 | "104 RTU "&D746&" - SRLDC (Data)" Backup | Madurai PG | NRLDC | Madurai, Karaikudi,Trichy, Nagapattanam, NLC TS1 Exp,NLC TS1, Pondy, Sripermbdur, Chittor, THVLM, Kolar, Tumkur, Pavagada, Gooty, Somayajulapalli, Nannur, SSLM LBPH -- Mamidipalli -- Ghanapur TS -- Ghanapur PG -- Ramagundam NTPC -- Bhadrwati -- WR ---NR -- NRLDC | PGCIL
PGCIL SR 2 | "104 RTU "&D750&" - SRLDC (Data)" Main | Trivendrum PG | SRLDC | Trivendrum, Tirunelveli, Madurai, Karaikudi, Trichy, Nagapattanam, Dharmapuri, Salem, Hosur, SMNHL, SRLDC | PGCIL
PGCIL SR 2 | "104 RTU "&D754&" - SRLDC (Data)" Backup | Trivendrum PG | NRLDC | Trivendrum, Tirunelveli, Madurai, Karaikudi, Trichy, Nagapattanam, NLC TS1 Exp,NLC TS1, Pondy, Sripermbdur, Chittor, THVLM, Kolar, Tumkur, Pavagada, Gooty, Somayajulapalli, Nannur, SSLM LBPH -- Mamidipalli -- Ghanapur TS -- Ghanapur PG -- Ramagundam NTPC -- Bhadrwati -- WR ---NR -- NRLDC | PGCIL
PGCIL SR 2 | DCPC : SALEM PG - Main (Data) | SALEM PG | SRLDC | Salem, SRLDC | PGCIL
PGCIL SR 2 | DCPC : SALEM PG - stdby (Data) | SALEM PG | SRLDC | Salem, Trichur, Madurai, Pondy, Sripermbdur, Gooty, Vijayawada, Vizag, Ghanapura, Narendra, SMNHL, SRLDC | PGCIL
PGCIL SR 2 | DCPC : TRICHUR PG - Main (Data) | TRICHUR PG | SRLDC | Trichur, Salem, SRLDC | PGCIL
PGCIL SR 2 | DCPC : TRICHUR PG - stdby (Data) | TRICHUR PG | SRLDC | Salem, Trichur, Madurai, Pondy, Sripermbdur, Gooty, Vijayawada, Vizag, Ghanapura, Narendra, SMNHL, SRLDC | PGCIL
PGCIL SR 2 | DCPC : Madurai PG - Main (Data) | Madurai PG | SRLDC | Madurai, Trichur, Salem, SRLDC | PGCIL
PGCIL SR 2 | DCPC : Madurai PG - stdby (Data) | Madurai PG | SRLDC | , Madurai, Pondy, Sripermbdur, Gooty, Vijayawada, Vizag, Ghanapura, Narendra, SMNHL, SRLDC | PGCIL
PGCIL SR 2 | DCPC : PONDY PG - Main (Data) | PONDY PG | SRLDC | Pondy, Madurai, Trichur, Salem, SRLDC | PGCIL
PGCIL SR 2 | DCPC : PONDY PG - stdby (Data) | PONDY PG | SRLDC | Pondy, Sripermbdur, Gooty, Vijayawada, Vizag, Ghanapura, Narendra, SMNHL, SRLDC | PGCIL
PGCIL SR 2 | DCPC : Sriperambdur PG - Main (Data) | Sriperambdur PG | SRLDC | Sripermbdur, Pondy, Madurai, Trichur, Salem, SRLDC | PGCIL
PGCIL SR 2 | DCPC : Sriperambdur PG - stdby (Data) | Sriperambdur PG | SRLDC | Sripermbdur, Gooty, Vijayawada, Vizag, Ghanapura, Narendra, SMNHL, SRLDC | PGCIL
PGCIL SR 2 | DCPC : NARENDRA PG - Main (Data) | NARENDRA PG | SRLDC | Narendra, SMNHAL, SRLDC | PGCIL
PGCIL SR 2 | DCPC : NARENDRA PG - stdby (Data) | NARENDRA PG | SRLDC | Narendra, Ghanapura, Vizag, Vijayawada, Gooty, Sriperambdur, Pondy, Madurai, Trichur, Salem, SRLDC | PGCIL
PGCIL SR 2 | DCPC : Somanahalli PG - Main (Data) | Somanahalli PG | SRLDC | SMNHL, SRLDC | PGCIL
PGCIL SR 2 | DCPC : Somanahalli PG - stdby (Data) | Somanahalli PG | SRLDC | SMNHL, Narendra, Ghanapura, Vizag, Vijayawada, Gooty, Sriperambdur, Pondy, Madurai, Trichur, Salem, SRLDC | PGCIL
PGCIL SR 2 | DCPC : SRLDC - Main (Data) | SRLDC | SRLDC | SRLDC (DCPC Installed in SRLDC only) | PGCIL
PGCIL SR 2 | PMU_Somanahalli PG _SRLDC | Somanahalli PG | SRLDC | SMNHL, SRLDC
PGCIL SR 2 | PMU_Hosur PG _SRLDC | Hosur PG | SRLDC | Hosur, SMNHL, SRLDC
PGCIL SR 2 | PMU_Salem PG _SRLDC | SALEM PG | SRLDC | Salem, Hosur, SMNHL, SRLDC
PGCIL SR 2 | PMU_Udumalpet PG _SRLDC | Udumalpet PG | SRLDC | Udumalpet, Salem, Hosur, SMNHL, SRLDC
PGCIL SR 2 | PMU_Trichur PG _SRLDC | TRICHUR PG | SRLDC | Trichur, Palakkad, Udumalpet, Salem, Hosur, SMNHL, SRLDC
PGCIL SR 2 | PMU_Cochin _SRLDC | COCHIN PG | SRLDC | Cochin, Trichur, Palakkad, Udumalpet, Salem, Hosur, SMNHL, SRLDC
PGCIL SR 2 | PMU_Kozhikode PG _SRLDC | Kozhikode PG | SRLDC | Kozhikode, Cochin, Trichur, Palakkad, Udumalpet, Salem, Hosur, SMNHL, SRLDC
PGCIL SR 2 | PMU_Mysore PG _SRLDC | Mysore PG | SRLDC | Mysore, Kozhikode, Cochin, Trichur, Palakkad, Udumalpet, Salem, Hosur, SMNHL, SRLDC
PGCIL SR 2 | PMU_Hassan PG _SRLDC | Hassan PG | SRLDC | Hassan, Mysore, Kozhikode, Cochin, Trichur, Palakkad, Udumalpet, Salem, Hosur, SMNHL, SRLDC
PGCIL SR 2 | PMU_ Bidadi PG _SRLDC | Bidadi PG | SRLDC | Bidadi, SMNHL, SRLDC
PGCIL SR 2 | PMU_Yelahanka PG _SRLDC | YELAHANKA PG | SRLDC | Yelahanka, NLMNGL, Bidadi, SMNHL, SRLDC
PGCIL SR 2 | PMU_Kolar PG _SRLDC | KOLAR PG | SRLDC | Kolar, SMNHL, SRLDC
PGCIL SR 2 | PMU_ Thiruvalam PG_SRLDC | Thiruvalam PG | SRLDC | Thiruvalam, Kolar, SMNHL, SRLDC
PGCIL SR 2 | PMU_Pavagada PG _SRLDC | Pavagada PG | SRLDC | Pavagada, Tumkur, Kolar, SMNHL, SRLDC
PGCIL SR 2 | PMU_Hiriyur PG _SRLDC | Hiriyur PG | SRLDC | Hiriyur, Pavagada, Tumkur, Kolar, SMNHL, SRLDC
PGCIL SR 2 | PMU_Narendra PG _SRLDC | NARENDRA PG | SRLDC | Narendra, Davangere/Guttur, Hiriyur, Pavagada, Tumkur, Kolar, SMNHL, SRLDC
PGCIL SR 2 | PMU_Kudgi PG _SRLDC | Kudgi PG | SRLDC | Kudgi, Narendra, Davangere/Guttur, Hiriyur, Pavagada, Tumkur, Kolar, SMNHL, SRLDC
PGCIL SR 2 | PMU_Kaiga NPCIL _SRLDC | Kaiga NPCIL | SRLDC | Kaiga, Narendra, Davangere/Guttur, Hiriyur, Pavagada, Tumkur, Kolar, SMNHL, SRLDC
PGCIL SR 2 | PMU_Tumkur PG _SRLDC | Tumkur PG | SRLDC | Tumkur, Kolar, SMNHL, SRLDC
PGCIL SR 2 | PMU_Arasur PG _SRLDC | Arasur PG | SRLDC | Arasur, Udumalpet, Salem, Hosur, SMNHL, SRLDC
PGCIL SR 2 | PMU_Dharmapuri PG _SRLDC | Dharmapuri PG | SRLDC | Dharmapuri, Salem, Hosur, SMNHL, SRLDC
PGCIL SR 2 | PMU_Nagapattanam PG _SRLDC | Nagapattanam PG | SRLDC | Nagapattanam, Dharmapuri, Salem, Hosur, SMNHL, SRLDC
PGCIL SR 2 | PMU_Neyveli TS1 _SRLDC | Neyveli TS1 | SRLDC | Neyveli TS1, Nagapattanam, Dharmapuri, Salem, Hosur, SMNHL, SRLDC
PGCIL SR 2 | PMU_Karaikudi PG _SRLDC | Karaikudi PG | SRLDC | Karaikudi, Thrichy, Nagapattanam, Dharmapuri, Salem, Hosur, SMNHL, SRLDC
PGCIL SR 2 | PMU_Madurai PG _SRLDC | Madurai PG | SRLDC | Madurai, Karaikudi, Thrichy, Nagapattanam, Dharmapuri, Salem, Hosur, SMNHL, SRLDC
PGCIL SR 2 | PMU_Tirunelveli PG _SRLDC | Tirunelveli PG | SRLDC | Tirunelveli, Madurai, Karaikudi, Thrichy, Nagapattanam, Dharmapuri, Salem, Hosur, SMNHL, SRLDC
PGCIL SR 2 | PMU_Kudankulam _SRLDC | Kudankulam | SRLDC | Kudankulam,Tirunelveli, Madurai, Karaikudi, Thrichy, Nagapattanam, Dharmapuri, Salem, Hosur, SMNHL, SRLDC
PGCIL SR 2 | PMU_Trivendrum PG _SRLDC | Trivendrum PG | SRLDC | Trivendrum, Tirunelveli, Madurai, Karaikudi, Thrichy, Nagapattanam, Dharmapuri, Salem, Hosur, SMNHL, SRLDC
PGCIL SR 2 | PMU_Kudankulam _SRLDC | Kudankulam | SRLDC | Kudankulam, Kundara, Pothenkode, Trivendrum, Tirunelveli, Madurai, Karaikudi, Thrichy, Nagapattanam, Dharmapuri, Salem, Hosur, SMNHL, SRLDC
PGCIL SR 2 | PMU_Trichy PG _SRLDC | Trichy PG | SRLDC | Trichy, Nagapattanam, Dharmapuri, Salem, Hosur, SMNHL, SRLDC
PGCIL SR 2 | PMU_Karur PG _SRLDC | Karur PG | SRLDC | Karur, Alandur, Trichy, Nagapattanam, Dharmapuri, Salem, Hosur, SMNHL, SRLDC
PGCIL SR 2 | PMU_NLC TS2Exp _SRLDC | NLC TS2 Exp | SRLDC | Nlc TS2 Exp, NLC TS2, NLC TS1Exp, Nagapattanam, Dharmapuri, Salem, Hosur, SMNHL, SRLDC
PGCIL SR 2 | PMU_NLC TS2 _SRLDC | NLC TS2 | SRLDC | NLC TS2, NLC TS1Exp, Nagapattanam, Dharmapuri, Salem, Hosur, SMNHL, SRLDC
PGCIL SR 2 | PMU_Pondy PG _SRLDC | Pondy PG | SRLDC | Pondy, Sriperambdur, Chittor, Thiruvalam, Kolar, SMHL, SRLDC
PGCIL SR 2 | PMU_Sriperambdur PG _SRLDC | Sriperambdur PG | SRLDC | Sriperambdur, Chittor, Thiruvalam, Kolar, SMHL, SRLDC
PGCIL SR 2 | PMU_Bhavini _SRLDC | Bhavini | SRLDC | Bhavini, Kalvinthapattu, Sriperambdur, Chittor, Thiruvalam, Kolar, SMHL, SRLDC
PGCIL SR 2 | PMU_KSEB SLDC_SRLDC | Kalamasserry SLDC | SRLDC | Kalamasserry, Cochin, Trichur, Palakkad, Udumalpet, Salem, Hosur, SMNHL, SRLDC
PGCIL SR 2 | PMU_CHENNAI SLDC_SRLDC | Chennai SLDC | SRLDC | Salem, Hosur, SMNHL, SRLDC
PGCIL SR 2 | PMU_KPTCL SLDC_SRLDC | KPTCL SLDC | SRLDC | KPTCL SLDC, SRLDC
PGCIL SR 2 | ICCP_Chennai SLDC_SRLDC | Chennai SLDC (Main) | SRLDC | Madurai SLDC, Madurai PG, Karaikudi, Trichy, Nagapattanam, Dharmapuri, Salem, Hosur, SMNHL, SRLDC
PGCIL SR 2 | ICCP_Chennai SLDC_SRLDC | Chennai SLDC (Protection) | SRLDC | Salem, Hosur, SMNHL, SRLDC
PGCIL SR 2 | ICCP_KSEB SLDC_SRLDC | Kalamasserry SLDC (main) | SRLDC | Kalamasserry, Cochin, Trichur, Palakkad, Udumalpet, Salem, Hosur, SMNHL, SRLDC
PGCIL SR 2 | ICCP_KSEB SLDC_SRLDC | Kalamasserry SLDC (Protection) | SRLDC | Kalamasserry, Chalakudy, Trichur KSEB, Kozhikode, Mysore, NGMNGL, Bidadi, SMNHL, SRLDC
PGCIL SR 2 | ICCP_Pondy SLDC_SRLDC | Pondy SCC (main) | SRLDC | Pondy SCC, Bahour, NLC TS2, NLC TS1 Exp, Nagapattanam, Dharmapuri, Salem, Hosur, SMNHL, SRLDC
PGCIL SR 2 | ICCP_Pondy SLDC_SRLDC | Pondy SCC (Protection) | SRLDC | Pondy SCC, Bahour, NLC TS2, Pondy, Sriperambdur, Chittor, Thiruvalam, Kolar, SMHL, SRLDC
PGCIL SR 2 | REMC_TN _SRLDC_Main | Chennai SLDC | SRLDC | Chennai SLDC, Madurai SLDC, Madurai PG, Karaikudi, Trichy, Nagapattanam, Dharmapuri, Salem, Hosur, SMNHL, SRLDC
PGCIL SR 2 | REMC_TN _SRLDC_Stdby | Chennai SLDC | SRLDC | Chennai SLDC, NLC TS2, Pondy, Sriperambdur, Chittor, Thiruvalam, Kolar, SMHL, SRLDC
PGCIL SR 2 | REMC_AP _SRLDC_Main | AP SLDC (Gunadala) | SRLDC | AP SLDC, Nunna SLDC, Sattenapalli, Shrisylam, Nannur, Somayajulapalli, Gooty, Ananthapura, Muddanur, CK Pally, Kadapa, Chittor, Thiruvalam, Kolar, SMNHL, SRLDC
PGCIL SR 2 | REMC_AP _SRLDC_Stdby | AP SLDC (Gunadala) | SRLDC | Gunadala, VTPS, Talapalli, Nagarjunasagar, Mehaboobnagar, Raichur, Munirabad, Davangere, Hiriyur, NLMNGL, Bidadi, SMNHL, SRLDC
PGCIL SR 2 | REMC_KA _SRLDC_Main_Stdby | KPTCL | SRLDC | KPTCL REMC, SRLDC
PGCIL SR 2 | REMC_NRLDC _SRLDC_Main | NRLDC | SRLDC | SRLDC, SMNHL, Kolar, Tumkur, Pavagada, Gooty, Somayajulapalli, Nannur, SSLM LBPH -- Mamidipalli -- Ghanapur TS -- Ghanapur PG -- Ramagundam NTPC -- Bhadrwati -- WR ---NR -- NRLDC
PGCIL SR 2 | REMC_NRLDC_SRLDC_Stdby | NRLDC | SRLDC | SRLDC, SMNHL, Bidadi, NLMNGL, Hiriyur, Davangere, Narenfra, Kudgi, WR, NR, NRLDC
PGCIL SR 2 | REMC_Bethan_SRLDC | Bethan Wind Plant (GIS Tuticorin) | SRLDC | Bethan wind Plant, GIS Tuticorin, Tuticorin PS, Madurai, Karaikudi, Thrichy, Nagapattanam, Dharmapuri, Salem, Hosur, SMNHL, SRLDC
PGCIL SR 2 | DTPC E1 Kalvinthapattu_NLC TS2 | Kalvinthapattu PG | NLC TS2 | NLC TS2, Pondy PG, Sriperambdur, Kalvinthapattu
PGCIL SR 2 | DTPC_E1_KARUR_NLC TS2 | Karur PG | NLC TS2 | NLC Ts2, NLC TS1 Exp, Nagapattanam, Trichy, Alandur, Karur
PGCIL SR 2 | DTPC_E1_Pugulur HVDC_Karur PG | Pugulur HVDC | Karur PG | Pugulur HVDC, Karur PG
PGCIL SR 2 | DTPC_E1_Pugulur HVDC_Salem PG | Pugulur HVDC | Salem PG | Pugulur HVDC, Salem PG
PGCIL SR 2 | DTPC_E1_Pugulur HVDC_Udumalpet PG | Pugulur HVDC | Udumalpet PG | Pugulur HVDC, Udumalpet PG
PGCIL SR 2 | DTPC_E1_Tumkur_ Pavagada | Tumkur PG | Pavagada PG | Tumkur PG, Pavagada PG
PGCIL SR 2 | DTPC_E1_Tumkur_ KudgiPG | Tumkur PG | Kudgi PG | Tumkur PG, Pavagada PG, Hiriyur PG, Davanger, Narendra, Kudgi
PGCIL SR 2 | DTPC_E1_Mysore PG_ Pavagada PG | Mysore PG | Pavagada PG | Mysore, NLMNGL, Hiriyur, Pavagada
PGCIL SR 2 | DTPC_E1_ Mysore_ Hiriyur PG | Mysore PG | Hiriyur PG | Mysore, NLMNGL, Hiriyur
PGCIL SR 2 | DTPC_Kolar_Nelamangala | KOLAR PG | Nelamangala | Kolar, SMNHL, Bidadi, Nelamangala
PGCIL SR 2 | SPS_KUDAMKULAM_SALEM_ULDC0225 | KUDAMKULAM | SALEM | Tirunelveli -- Madurai -- Karaikudi -- Trichy -- Nagapattanam -- Dharmapuri
PGCIL SR 2 | SPS_KOZHIKODEKSEB_SALEM_ULDC0226 | KOZHIKODEKSEB | SALEM | Kozhikode PG -- MYSORE -- NELAMANGALA -- BIDADI -- SOMNA-- HOSUR
PGCIL SR 2 | SPS_HASSAN_SALEM_ULDC00227 | Hassan PG | SALEM | UDUMALPET -- PALAKAD -- TRICHUR -- Kozhikode -- Mysore
PGCIL SR 2 | SPS_SHORNUR_SALEM_ULDC0228 | Shornur | SALEM | Kozhikode -- Mysore --NELAMANGALA -- BIDADI -- SOMNA-- HOSUR
PGCIL SR 2 | SPS_CHALAKUDY_SALEM_ULDC0229 | Chalakudy | SALEM | UDUMALPET -- PALAKAD -- TRICHUR --
PGCIL SR 2 | SPS_KUNDARA_SALEM_ULDC0230 | Kundara | SALEM | EDAMON -- TRIVENDRUM -- TIRUNELVELI -- MADURAI -- KARAIKUDI -- TRICHY -- NAGAPATTANAM -- DHARMAPURI
PGCIL SR 2 | SPS_POTHENCODE_SALEM_ULDC0231 | Pothenkode | SALEM | TRIVENDRUM -- TIRUNELVELI -- MADURAI -- KARAIKUDI -- TRICHY -- NAGAPATTANAM -- DHARMAPURI
PGCIL SR 2 | SPS_EDAMON_SALEM_ULDC0232 | Edamon | SALEM | TRIVENDRUM -- TIRUNELVELI -- MADURAI -- KARAIKUDI -- TRICHY -- NAGAPATTANAM -- DHARMAPURI
PGCIL SR 2 | SPS_KARAIKAL_SALEM_ULDC0234 | Karaikal | SALEM | BAHOUR -- NEYVELLI -- NAGAPATTANAM -- DHARMAPURI
PGCIL SR 2 | SPS_THIRUVARUR_SALEM_ULDC0235 | Thiruvarur | SALEM | KADALANAGUDI-- NEYVELLI -- NAGAPATTANAM -- DHARMAPURI
PGCIL SR 2 | SPS_Davangere_Gutur_SALEM_ULDC0243 | Davangere | SALEM | Salem, Hosur, Kolar, Tumkur, Pavagada, Hiriyur, Davangere
PGCIL SR 2 | SPS_SALEM_KLMSRYKSEB_ULDC_E1 | Kalamasserry | SALEM | Salem, Udumalpet, Palakkad, Trichur, Cochin, Kalamasserry
APTRANSCO | Data / ICCP - Main | APSLDC, Vijayawada | SRLDC, Bangalore | APSLDC-VTPS - Tallapalli - SSLM RB - NANNUR- S.Palli - GOOTY 220KV- Ananthapur - RTPP 220KV - Kadapa 400KV - Chittoor 400KV - Sriperamadur - Pondy - NLC_TS_2 - BAHOUR - VILLANUR - PONDY SCC | APTRANSCO & PGCIL
APTRANSCO | Data / ICCP - Standby | APSLDC, Vijayawada | SRLDC, Bangalore | APSLDC-NUNNA-VTPS - Tallapalli - SSLM RB - NANNUR- S.Palli - GOOTY 220KV- GOOTY PG - GOOTY 5MSP - PAVAGADA 5MSP - HIRUYUR 5 MSP - NEELAMANGALA 2 - BIDADI - SMNHL 1 - SRLDC 1 | APTRANSCO & PGCIL
APTRANSCO | Data / PMU - Main | APSLDC, Vijayawada | SRLDC, Bangalore | APSLDC-VTPS - Tallapalli -N.Sagar PG - MAHABUB NAGAR - RAICHUR STM16 - MUNIRABAD - DAVANGERE/ GUTUR - DAVANGERE/GUTUR 2 - HIRUYUR 5 MSP - NEELAMANGALA 2 - BIDADI - SMNHL 1 - SRLDC 1 | APTRANSCO & PGCIL
APTRANSCO | Data / PMU - Standby | APSLDC, Vijayawada | SRLDC, Bangalore | APSLDC-NUNNA- SATTENAPALLI - SSLM RB - NANNUR- S.Palli - GOOTY 220KV- GOOTY PG - GOOTY 5MSP - PAVAGADA 5MSP - PAVAGADA 3MSP- TUMUKUR - KOLAR PGCIL STM16-2 - KOLAR PGCIL STM 16-1 - SMNHL 1 - SRLDC 1 | APTRANSCO & PGCIL
APTRANSCO | Video Conference | APSLDC, Vijayawada | SRLDC, Bangalore | APSLDC-NUNNA- VTPS - TALLAPALLI - SSLM RB - NANNUR- S.Palli - GOOTY 220KV- GOOTY PG - GOOTY 5MSP - PAVAGADA 5MSP - HIRUYUR 5MSP - NEELAMANGALA 2 - BIDADI - SMNHL 1 - SRLDC 1 | APTRANSCO & PGCIL
APTRANSCO | Data / REMC - MAIN | APSLDC, Vijayawada | SRLDC, Bangalore | APSLDC REMC - NUNNA REMC - SATTENAPALLI - SSLM RB - NANNUR- S.Palli - GOOTY 220KV- GOOTY PG - GOOTY 5MSP - PAVAGADA 5MSP - HIRUYUR 5MSP - NEELAMANGALA 2 - BIDADI - SMNHL 1 - SRLDC 1 - SRLDC 2 - SRLDC REMC | APTRANSCO & PGCIL
APTRANSCO | Data / REMC - STANDBY | APSLDC, Vijayawada | SRLDC, Bangalore | APSLDC-NUNNA- SATTENAPALLI - SSLM RB - NANNUR- S.Palli - GOOTY 220KV- GOOTY PG - GOOTY 5MSP - PAVAGADA 5MSP - HIRUYUR 5MSP - NEELAMANGALA 2 - SMNHL 1 - SRLDC 1 - SRLDC 2 - SRLDC REMC | APTRANSCO & PGCIL
APTRANSCO | Voice / HOT LINE - VOIP | APSLDC, Vijayawada | SRLDC, Bangalore | APSLDC-NUNNA- SATTENAPALLI - SSLM RB - NANNUR- S.Palli - GOOTY 220KV- GOOTY PG - GOOTY 5MSP - PAVAGADA 5MSP - HIRUYUR 5MSP - NEELAMANGALA 2 - SMNHL 1 - SRLDC 1 | APTRANSCO & PGCIL
APTRANSCO | Express speech & Tele-protection for ckt 1&2 | 400KVSS Kamavarapu Kota | 400KVSS Suryapeta | Kamavarapu Kota 400KVSS-SURYAPETA | APTRANSCO
APTRANSCO | Voice Communication | 132KVSS Kamavarapu Kota | 132KVSS Aswarao Peta | Kamavarapu Kota 132KVSS to Aswarao Peta | APTRANSCO
APTRANSCO | Express speech & Protection | Lower sileru Power House | 220KVSS Asupaka | Lower sileru Power House-Asupaka | APTRANSCO
APTRANSCO | Express speech & Protection | Lower sileru Power House | K.T.P.S Vth stage | Lower sileru Power House-K.T.P.S Vth stage | APTRANSCO
APTRANSCO | Express speech(Remote Subscriber) | Upper sileru Power House | Balimela | Upper sileru power houe-Balimela | APTRANSCO
APTRANSCO | Protection | Upper sileru Power House | Balimela | Upper sileru power houe-Balimela | APTRANSCO
APTRANSCO | Express speech & Protection | 400 KVSS Kalapaka | 400 KVSS Khammam | 400 KVSS Kalapaka- 400 KVSS Khammam | APTRANSCO
APTRANSCO | Express speech & Protection | 400 KVSS Kalapaka | 400 KVSS Ashupaka | 400 KVSS Kalapaka- 400 KVSS Ashupaka | APTRANSCO
APTRANSCO | Voice Communication & Data | 132 KVSS Araku | Machkund Power House | 132 KVSS Araku - Machkund Power House | APTRANSCO
APTRANSCO | Protection | Nunna | KTPS | Nunna - KTPS | APTRANSCO & PGCIL
APTRANSCO | Protection | Chillakallu 220kV SS | Suryapet 220kV SS | Chillakallu - Suryapet | APTRANSCO & TSTRANSCO
APTRANSCO | Protection | Chillakallu 220kV SS | Pulichintala220kVSS | Chillakallu - Pulichintala | APTRANSCO & TSTRANSCO
APTRANSCO | Voice, Protection | Sattenapally 400kvss | Srisailam (LB) | STPL-SSLM(LB) | APTRANSCO
APTRANSCO | Voice | Tangeda 132kvss | Wadapally | Tangeda -Wadapally | APTRANSCO
APTRANSCO | Voice, Protection | Tallapally 220kvss | N.Sagar (LB) | Tallapally- N.Sagar(LB) | APTRANSCO
APTRANSCO | Voice, Protection | Tallapally 220kvss | Chalakurthy | Tallapally-Chalakurthy | APTRANSCO
APTRANSCO | Voice | RCPH | N.Sagar (LB) | RCPH- N.Sagar(LB) | APTRANSCO
APTRANSCO | Voice & Carrier Protection | 220 KV SS Sullurpet | 220 KV SS Gummadipundi | Sullurpet-Gummadipundi | APTRANSCO
APTRANSCO | Voice &Protection | 220 KV Switchyard Srisailam right bank | Dindi | SSLM RB - Dindi | APTRANSCO & TSTRANSCO
APTRANSCO | Voice &Protection | 220 KV Switchyard Srisailam right bank | Nagarjuna Sagar | SSLM RB - Nagarjuna sagar | APTRANSCO & TSTRANSCO
APTRANSCO | Voice | 400 KV NARNOOR | Srisailam left bank | Narnoor - Srisailam LB | APTRANSCO & TSTRANSCO
APTRANSCO | Protection | 400 KV NARNOOR | Srisailam left bank | Narnoor -Srisaialm LB | APTRANSCO & TSTRANSCO
APTRANSCO | Protection | 400 KV NARNOOR | Maheswaram | Narnoor -Srisaialm | APTRANSCO & TSTRANSCO
APTRANSCO | Protection &Voice | 400KVSS Urvakonda | Veltoor 400 kv SS | Uravakonda 400 KV SS - Veltoor 400 KV SS | APTRANSCO & TSTRANSCO
APTRANSCO | Protection | 220KVSS Ragulapdu | Allipura 220 KV SS | Ragulapadu 220 KV SS - Allipura 220 KV SS | APTRANSCO/ KPTCL
APTRANSCO | Protection-I | 400KVSS Chittoor | Thiruvallum 400kvss | Chittoor 400kvss -Thiruvallum 400kvss | APTRANSCO, TANTRANSCO
APTRANSCO | Protection-II | 400KVSS Chittoor | Thiruvallum 400kvss | Chittoor 400kvss -Thiruvallum 400kvss | APTRANSCO, TANTRANSCO
APTRANSCO | Protection-I | 400KVSS Chittoor | 400KVSS Madras | Chittoor 400kvss-Madras 400kvss | APTRANSCO, TANTRANSCO
APTRANSCO | Protection-II | 400KVSS Chittoor | 400KVSS Madras | Chittoor 400kvss-Madras 400kvss | APTRANSCO, TANTRANSCO
APTRANSCO | Voice , Chittoor data main and standby, PMU ,VOIP | 400KVSS Chittoor | 400KVSS C.K.Palli | Chittoor400kvss-Ckpalli 400kvss | APTRANSCO, TANTRANSCO
APTRANSCO | Protection-I | 400KVSS Chittoor | 400KVSS C.K.Palli | Chittoor400kvss-Ckpalli 400kvss | APTRANSCO, TANTRANSCO
APTRANSCO | Protection-II | 400KVSS Chittoor | 400KVSS C.K.Palli | Chittoor400kvss-Ckpalli 400kvss | APTRANSCO, TANTRANSCO
APTRANSCO | Voice & Protection | 220 KVSS Chittoor | Thiruvallum | Chittoor 220kvss -Thiruvallum | APTRANSCO, TANTRANSCO
APTRANSCO | HVDC-I signal for tripping 132KV Vempalli , 132KV Pulivendula & 132KV Proddatur - 1 & II at 220KVSS Yerraguntla. | Kolar PGCIL, Karnataka | 220KV SS Yerraguntla | Kolar PGCIL - Somanahalli PGCIL-BidadiPGCIL - Nelamangala KPTCL- Hirayur PGCIL- Pavagada PGCIL- Gooty PGCIL - Gooty Sw.St 220KV-C.K.Palli 220KVSS-RTPP 220KVSS- Yerraguntla 220KVSS | APTRANSCO, PGCIL,SRLDC
APTRANSCO | Kudamkulam -I signal for tripping PTR - I&II at 220KVSS Yerraguntla. | Kolar PGCIL, Karnataka | 220KV SS Yerraguntla | Kolar PGCIL - Somanahalli PGCIL-BidadiPGCIL - Nelamangala KPTCL- Hirayur PGCIL- Pavagada PGCIL- Gooty PGCIL - Gooty Sw.St 220KV-C.K.Palli 220KV- RTPP220KV-Yerraguntla 220KVSS | APTRANSCO, PGCIL,SRLDC
APTRANSCO | HVDC-I signal for tripping 132KV Pulivendula - I&II , 132KV Lingala & 132KV Balapanuru at 220KVSS Pulivendula. | Kolar PGCIL, Karnataka | 220KV SS Pulivendula | Kolar PGCIL - Somanahalli PGCIL-BidadiPGCIL - Nelamangala KPTCL- Hirayur PGCIL- Pavagada PGCIL- Gooty PGCIL - Gooty Sw.St 220KV-C.K.Palli 220KVSS-RTPP 220KVSS- Pulivendala 220KVSS | APTRANSCO, PGCIL,SRLDC
APTRANSCO | HVDC-I signal for tripping 132KV Madanapalli feeders -I,II&III at 220KV Madanapalli | Kolar PGCIL, Karnataka | 220KVSS Madanapalli | Kolar PGCIL - Somanahalli PGCIL-BidadiPGCIL - Nelamangala KPTCL- Hirayur PGCIL- Pavagada PGCIL- Gooty PGCIL - Gooty Sw.St 220KV-C.K.Palli 220KVSS-Kalikiri 220KVSS-Madanapalli 220KVSS | APTRANSCO, PGCIL,SRLDC
APTRANSCO | HVDC-II signal for tripping Kalyandurg feeder at 220KV Anantapur | Kolar PGCIL, Karnataka | 220KVSS Anantapur | Kolar PGCIL - Somanahalli PGCIL-BidadiPGCIL - Nelamangala KPTCL- Hirayur PGCIL- Pavagada PG- Gooty PGCIL - Gooty Sw.St 220KV-Anantapur220KVSS | APTRANSCO/ PGCIL/SRLDC
APTRANSCO | Kudamkulam -II signal for tripping PTR at 220KVSS Anantapur. | Kolar PGCIL, Karnataka | 220KVSS Anantapur | Kolar PGCIL - Somanahalli PGCIL-BidadiPGCIL - Nelamangala KPTCL- Hirayur PGCIL- Pavagada PGCIL- Gooty PGCIL - Gooty Sw.St 220KV-Anantapur 220KVSS | APTRANSCO/ PGCIL/SRLDC
APTRANSCO | HVDC-II signal for tripping B.R.Palli feeder at Gooty | Kolar PGCIL, Karnataka | 220KVSS Gooty Sw st | Kolar PGCIL - Somanahalli PGCIL-Bidadi PGCIL- Nelamangala KPTCL- Hirayur PGCIL- Pavagada PGCIL- Gooty PGCIL - Gooty Sw.St 220KV | APTRANSCO/ PGCIL/SRLDC
APTRANSCO | HVDC-II signal for tripping Nandyal-I&II at 220KV Somayajulapalli. | Kolar PGCIL, Karnataka | 220 KV Somayajulaplli | Kolar PGCIL - Somanahalli PGCIL-Bidadi PGCIL- Nelamangala KPTCL- Hirayur PGCIL- Pavagada PGCIL- Gooty PGCIL - Gooty Sw.St 220KV- Somayajulapalli 220KVSS | APTRANSCO/ PGCIL/SRLDC
APTRANSCO | HVDC-II signal for tripping Brahamankotkur at 400KV Narnoor | Kolar PGCIL, Karnataka | 400KV Narnoor | Kolar PGCIL - Somanahalli PGCIL-Bidadi PGCIL- Nelamangala KPTCL- Hirayur PGCIL- Pavagada PGCIL- Gooty PGCIL - Gooty Sw.St 220KV- Narnoor 400KVSS | APTRANSCO/ PGCIL/SRLDC
APTRANSCO | HVDC-III for tripping Moolavanka PTR-I&II and 132KV Rayachoty feeder at 220KVSS C.K.Palli | Kolar PGCIL, Karnataka | 220KVSS CKPalli | Kolar PGCIL - Somanahalli PGCIL-Bidadi PGCIL- Nelamangala KPTCL- Hirayur PGCIL- Pavagada PGCIL- Gooty PGCIL - Gooty Sw.St 220KV- C.K.Palli 220KVSS | APTRANSCO/ PGCIL/SRLDC
APTRANSCO | Kudamkulam -I signal for tripping 132 KV SS Badvel feeder at Vontimitta 132KVSS | Kolar PGCIL, Karnataka | 132 KV SS Vontimitta | Kolar PGCIL - Somanahalli PGCIL-BidadiPGCIL - Nelamangala KPTCL- Hirayur PGCIL- Pavagada PGCIL- Gooty PGCIL - Gooty Sw.St 220KV-C.K.Palli 220KV-Kadapa 220KV-Vontimitta 132KVSS | APTRANSCO/ PGCIL/SRLDC
APTRANSCO | Kudamkulam -I signal for tripping PTR-I,II,III at 220KVSS Kalikiri. | Kolar PGCIL, Karnataka | 220KVSS Kalikiri | Kolar PGCIL - Somanahalli PGCIL-BidadiPGCIL - Nelamangala KPTCL- Hirayur PGCIL- Pavagada PGCIL- Gooty PGCIL - Gooty Sw.St 220KV-C.K.Palli 220KV-Kalikiri 220KVSS | APTRANSCO/ PGCIL/SRLDC
APTRANSCO | Kudamkulam -I signal for tripping 132KV Pattikonda feeder at 220KVSS Gooty | Kolar PGCIL, Karnataka | 220KVSS Gooty | Kolar PGCIL - Somanahalli PGCIL-BidadiPGCIL - Nelamangala KPTCL- Hirayur PGCIL- Pavagada PG- Gooty PGIL - Gooty Sw.St 220KV-Gooty 220KV | APTRANSCO/ PGCIL/SRLDC
KPTCL | Voice & SCADA of Ambewadi, Ponda & Xldom | Ambewadi 220 kV | SLDC | Point to point | KPTCL
KPTCL | Voice & SCADA of RTPS, Mehaboob nagar, Raichur 765 and PGCIL Guddadahalli 400 kV | RTPS 400 kV | SLDC | Point to point | KPTCL
KPTCL | Voice & SCADA of Sedam, Tandur | Sedam 220 kV | SLDC | Point to point | KPTCL
KPTCL | Voice & SCADA of Alipur, Gooty | Alipur 220 kV | SLDC | Point to point | KPTCL
KPTCL | Voice & SCADA of Kadakola, PGCIL Bastipur 400 kV, Kozikode | Kadakola 220 kV | SLDC | Point to point | KPTCL
KPTCL | Voice & SCADA of Yerandanahalli & Hosur | Yerandanahalli 220 kV | SLDC | Point to point | KPTCL
KPTCL | Voice & SCADA of Konaje & Manjeshwar | Konaje 110 kV | SLDC | Point to point | KPTCL
KPTCL | Voice & SCADA of Kolar 220 kV (KPTCL) & PGCIL Kolar 400kV | Kolar 220 kV (KPTCL) | SLDC | Point to point | KPTCL
KPTCL | Voice & SCADA of Chinthamani 220 kV (KPTCL) & PGCIL Kolar 400kV | Chintamani 220 kV (KPTCL) | SLDC | Point to point | KPTCL
KPTCL | Voice & SCADA of Somanahalli 220 kV (KPTCL) & PGCIL Somanahalli 400kV | Somanahalli 220 kV (KPTCL) | SLDC | Point to point | KPTCL
KPTCL | Voice & SCADA of Hoody 400 kV (KPTCL), Yelahanka 400 kV & PGCIL Kolar 400kV | Hoody 400 kV (KPTCL) | SLDC | Point to point | KPTCL
KPTCL | Voice & SCADA of Nelamangala 400 kV (KPTCL), PGCIL Bidadi 400kV, PGCIL Bastipur 400 kV, Yelahanka 400 kV & Gooty | Nelamangala 400 kV (KPTCL) | SLDC | Point to point | KPTCL
KPTCL | Voice & SCADA of Bidadi 220 kV (KPTCL) & PGCIL Bidadi 400kV | Bidadi 220 kV (KPTCL) | SLDC | Point to point | KPTCL
KPTCL | Voice & SCADA of Narendra 220 kV (KPTCL) & PGCIL Narendra 400kV | Narendra 220 kV (KPTCL) | SLDC | Point to point | KPTCL
KPTCL | Voice & SCADA of Yelahanka 220 kV (KPTCL) & PGCIL Yelahnka 400kV | Yelahanka 220 kV (KPTCL) | SLDC | Point to point | KPTCL
KPTCL | Voice & SCADA of Antharasanahalli 220 kV & PGCIL Vasanthnarsapura 400kV | Antharasanahalli 220 kV | SLDC | Point to point | KPTCL
KPTCL | Voice & SCADA of Madugiri 220 kV & PGCIL Vasanthnarsapura 400kV | Madugiri 220 kV | SLDC | Point to point | KPTCL
KPTCL | Voice & SCADA of BPS 4000 kV & PGCIL Pavagada 400kV | BPS 400 kV (KPTCL) | SLDC | Point to point | KPTCL
KPTCL | Voice & SCADA of Yarnal 220 kV & NTPC Kudugi 400kV | Yarnal 220 kV (G M NAVARA) | SLDC | Point to point | KPTCL
KPTCL | Voice & SCADA of Kadra 220 kV & NTPC Kaiga 400kV | Kadra G S | SLDC | Point to point | KPTCL
KPTCL | Voice & SCADA of Kodasalli 220 kV & NTPC Kudugi 400kV | Kodasalli G S | SLDC | Point to point | KPTCL
KPTCL | Voice & SCADA of Guttur 400 kV (KPTCL), PGCIL Narendra 400kV, NTPC Kaiga 400kV, PGCIL Guddadahalli 400 kV | Guttur 400 kV (KPTCL) | SLDC | Point to point | KPTCL
KSEBL | Voice (E1), Alcatel IP Exchange channel | Thiruvananthapuram | Bangalore | Thiruvananthapuram, Pothencode, Edamon, Kundara, Edappon, Pallom, Ambalamugal, Brahmapuram, Kalamassery, Chalakkudy, Madakkathara, Arekode, Arekode PGCIL, SRLDC Bangalore | KSEBL/PGCIL
KSEBL | Voice (E1), Alcatel IP Exchange channel | Kalamassery | Thiruvananthapuram | Thiruvananthapuram, Pothencode, Edamon, Kundara, Edappon, Pallom, Ambalamugal, Brahmapuram, Kalamassery | KSEBL
KSEBL | Voice (E1), Alcatel IP Exchange channel | Kalamassery | Bangalore | Kalamassery, Cochin PGCIL, SRLDC Bangalore | KSEBL/PGCIL
KSEBL | Data (Ethernet), Main ICCP Link | Kalamassery | Bangalore | Kalamassery, Chalakkudy, Madakkathara, Arekode, Arekode PGCIL, SRLDC Bangalore | KSEBL/PGCIL
KSEBL | Data (Ethernet), Ring ICCP Link | Kalamassery | Bangalore | Kalamassery, Chalakkudy, Madakkathara, Arekode, Arekode PGCIL, SRLDC Bangalore | KSEBL/PGCIL
KSEBL | Data (Ethernet), Backup ICCP Link | Thiruvananthapuram | NRLDC | Tiruvananthapuram, Thiruvanantha puram PGCIL, NRLDC | KSEBL/PGCIL
KSEBL | Data (Ethernet), Main ICCP Link | Thiruvananthapuram | Kalamassery | Thiruvananthapuram, Pothencode, Edamon, Kundara, Edappon, Pallom, Ambalamugal, Brahmapuram, Kalamassery | KSEBL
KSEBL | Data (Ethernet), Backup ICCP Link | Thiruvananthapuram | Kalamassery | Thiruvananthapuram, Pothencode, Edamon, Kundara, Edappon, Pallom, Ambalamugal, Brahmapuram, Kalamassery | KSEBL
KSEBL | Data (Ethernet), URTDSM to Bangalore | Kalamassery | Bangalore | Kalamassery, Cochin PGCIL, SRLDC Bangalore | PGCIL
KSEBL | Protection (E1), SPS | Pothencode | Salem | Pothencode, Thiruvananthapuram PGCIL, Salem | PGCIL
KSEBL | Protection (E1), SPS | Edamon | Salem | Edappon, Pallom, Ambalamugal, Brahmapuram, Kalamassery, Cochin PGCIL, Salem | PGCIL
KSEBL | Protection (E1), SPS | Kundara | Salem | Kundara, Edamon, Pothencode, Thiruvananthapuram PGCIL, Salem | PGCIL
KSEBL | Protection (E1), SPS | Shornur | Salem | Shornur, Madakkathara, Trissur PGCIL, Salem | PGCIL
KSEBL | Protection (E1), SPS | Arekode | Salem | Arekdoe, Kozhikode PGCIL, Salem | PGCIL
KSEBL | Protection (E1), SPS | Chalakudy | Salem | Calakkudy, Madakkathara, Arekdoe, Kozhikode PGCIL, Salem | PGCIL
KSEBL | Protection (64 kbps), SPS | Edappon | Kolar | Edappon, Pallom, Ambalamugal, Kalamassery, Cochin PGCIL, Kolar | PGCIL
KSEBL | Protection (64 kbps), SPS | Pallom | Kolar | Pallom, Ambalamugal, Kalamassery, Cochin PGCIL, Kolar | PGCIL
KSEBL | Protection (64 kbps), SPS | Madakkathara | Kolar | Madakkathara, Arekode, Kozhikode PGCIL, Kolar | PGCIL
KSEBL | Protection (64 kbps), SPS | Kanhirode | Kolar | Kanhirode, Orkkattery, Arekode, Madakkathara, Arekode, Kozhikode PGCIL, Kolar | PGCIL
KSEBL | Video (ethernet), Video Conference | Kalamassery | Bangalore | Kalamassery, Cochin PGCIL, SRLDC Bangalore | PGCIL
KSEBL | Video (ethernet), Video Conference | Kalamassery | Thiruvananthapuram | Thiruvananthapuram, Pothencode, Edamon, Kundara, Edappon, Pallom, Ambalamugal, Brahmapuram, Kalamassery | KSEBL
TANTRANSCO | Data MCC and BCC (Main Control Center (MCC) data may be affected during failure) | CHENNAI SLDC | CHENNAI SLDC | Direct (MCC) | TANTRANSCO
TANTRANSCO | (Back up Control Center (BCC) data and Voice may be affected during failure) | CHENNAI SLDC | Madurai SLDC | SLCD Chennai - S'Perumbudur 400-Trichy (PGCIL) - SLDC Madurai (BCC) | TANTRANSCO & PGCIL
TANTRANSCO | Voice and Data (Main Control Center (MCC) data and Voice may be affected during failure) | SRIPERUMBUDUR 400 kV SS | SLDC CHENNAI | Direct OFC | TANTRANSCO
TANTRANSCO | Data (Back up Control Center (BCC) data may be affected during failure) | SRIPERUMBUDUR 400 kV SS | LDC MADURAI | S'Perumbudur 400-Trichy (PGCIL) - SLDC Madurai | TANTRANSCO & PGCIL
TANTRANSCO | Voice and Data (Main Control Center (MCC) data and Voice may be affected during failure) | SPKOIL 230 kV SS | SLDC CHENNAI | Singaperumal Koil - Sriperumbudur- SLDC Chennai | TANTRANSCO
TANTRANSCO | Data (Back up Control Center (BCC) data may be affected during failure) | SPKOIL 230 kV SS | LDC MADURAI | Singaperumal Koil - Sriperumbudur- Trichy - LDC Madurai | TANTRANSCO & PGCIL
TANTRANSCO | Voice and Data (Main Control Center (MCC) data and Voice may be affected during failure) | NEYVELI 230 kV SS | SLDC CHENNAI | Neyveli - Villupuram 110 SS- Singaperumal koil 230 ss- S'perumbudur 400 kv ss- SLDC Chennai | TANTRANSCO
TANTRANSCO | Data (Back up Control Center (BCC) data may be affected during failure) | NEYVELI 230 kV SS | LDC MADURAI | Neyveli - Villupuram 110 SS- Singaperumal koil 230 ss- S'perumbudur 400 kv ss- Trichy (PGCIL) - SLDC Madurai | TANTRANSCO & PGCIL
TANTRANSCO | Voice and Data (Main Control Center (MCC) data and Voice may be affected during failure) | MYLADUTHURAI 230 kV SS | SLDC CHENNAI | Myladuthurai 230- Neyvely 230- Villupuram 110- Singaperumal koil 230- S'Perumbudur - SLDC Chennai | TANTRANSCO
TANTRANSCO | Data (Back up Control Center (BCC) data may be affected during failure) | MYLADUTHURAI 230 kV SS | LDC MADURAI | Myladuthurai 230 - Triruvarur - Trichy - Alandur- Trichy 400 -Karaikudi 400 - Chekanurani 400 - Chekanurani 230 - SLDC Madurai | TANTRANSCO & PGCIL
TANTRANSCO | Voice and Data (Main Control Center (MCC) data and Voice may be affected during failure) | TRICHY 230 kV SS | SLDC CHENNAI | Trichy 230 - S'Perumbudur 400- SLDC Chennai | TANTRANSCO
TANTRANSCO | Data (Back up Control Center (BCC) data may be affected during failure) | TRICHY 230 kV SS | LDC MADURAI | Trichy - SLDC Madurai | TANTRANSCO
TANTRANSCO | Voice and Data (Main Control Center (MCC) data and Voice may be affected during failure) | MADURAI 230 kV SS | SLDC CHENNAI | Madurai LDC- Trichy 230 - S'perumbudur 400 SS- SLDC Chennai | TANTRANSCO
TANTRANSCO | Data (Back up Control Center (BCC) data may be affected during failure) | MADURAI 230 kV SS | LDC MADURAI | Local | TANTRANSCO
TANTRANSCO | Voice and Data (Main Control Center (MCC) data and Voice may be affected during failure) | CHECKANURANI 400 kV SS | SLDC CHENNAI | Madurai 400 - Madurai 230- Trichy 230- S'perumbudur- SLDC Chennai. | TANTRANSCO
TANTRANSCO | Data (Back up Control Center (BCC) data may be affected during failure) | CHECKANURANI 400 kV SS | MADURAI LDC | Chekanoorani - Madurai | TANTRANSCO
TANTRANSCO | Voice and Data (Main Control Center (MCC) data and Voice may be affected during failure) | KAYATHAR 230 kV SS | SLDC CHENNAI | Kayathar - Madurai 230- Trichy 230- S'Perumbudur- SLDC Chennai. | TANTRANSCO
TANTRANSCO | Data (Back up Control Center (BCC) data may be affected during failure) | KAYATHAR 230 kV SS | MADURAI LDC | Kayathar - SLDC Madurai. | TANTRANSCO
TANTRANSCO | Voice and Data (Main Control Center (MCC) data and Voice may be affected during failure) | KARAIKUDI 230 KV SS | SLDC CHENNAI | Karakudi 400- Madurai 230-SLDC Chennai (ISP) | TANTRANSCO
TANTRANSCO | Data (Back up Control Center (BCC) data may be affected during failure) | KARAIKUDI 230 KV SS | MADURAI LDC | Karakudi 400- Madurai SLDC | TANTRANSCO
TANTRANSCO | Voice and Data (Main Control Center (MCC) data and Voice may be affected during failure) | ERODE 230 kV SS | SLDC CHENNAI | Erode LDC- Trichy 230- S'perumbudur 400- SLDC Chennai | TANTRANSCO
TANTRANSCO | Data (Back up Control Center (BCC) data may be affected during failure) | ERODE 230 kV SS | MADURAI LDC | Erode - Salem230 - Ulundurpet 230 (Myvadi) - Chekanurani - SLDC Madurai | TANTRANSCO
TANTRANSCO | Data (MCC-Remote Console Main may be affected during failure) | Sub-LDC/Erode | Chennai | Erode-Trichy-sriperambudur-Chennai | TANTRANSCO
TANTRANSCO | (MCC-Remote Console Main Protection may be affected during failure) | Sub-LDC/Erode | Chennai | Erode-Pugalur230-Pugalur400-Alagapuram repeater-Kalivanthapattu-Chennai | TANTRANSCO
TANTRANSCO | Data (MCC-Remote Console standby may be affected during failure) | Sub-LDC/Erode | Chennai | Erode-Trichy-sriperambudur-Chennai | TANTRANSCO
TANTRANSCO | (MCC-Remote Console Standby Protection may be affected during failure) | Sub-LDC/Erode | Chennai | Erode-Pugalur230-Pugalur400-Alagapuram repeater-Kalivanthapattu-Chennai | TANTRANSCO
TANTRANSCO | Data (BCC-Remote console may be affected during failure) | Sub-LDC/Erode | Madurai | Erode-Salem230-Myvadi230-Madurai400-Madurai230 | TANTRANSCO
TANTRANSCO | Data (Erode DCPC-Main may be affected during failure) | Sub-LDC/Erode | Chennai | Erode-Salem230-Myvadi230-Madurai400-Madurai230-Trichy-sriperambudur-Chennai | TANTRANSCO
TANTRANSCO | (Erode DCPC-standby may be affected during failure) | Sub-LDC/Erode | Chennai | Erode-Trichy-sriperambudur-Chennai | TANTRANSCO
TANTRANSCO | Data (Erode DCPC-Main may be affected during failure) | Sub-LDC/Erode | Madurai | Erode-Salem230-Myvadi230-Madurai400-Madurai230 | TANTRANSCO
TANTRANSCO | (Erode DCPC-standby may be affected during failure) | Sub-LDC/Erode | Madurai | Erode-Trichy-Madurai230 | TANTRANSCO
TANTRANSCO | Data (Video conferencing may be affected during failure) | Sub-LDC/Erode | Chennai | Erode-Trichy-sriperambudur-Chennai | TANTRANSCO
TANTRANSCO | ( may be affected during failure) | Sub-LDC/Erode | Chennai | Erode-Pugalur230-Pugalur400-Alagapuram repeater-Kalivanthapattu-Chennai | TANTRANSCO
TANTRANSCO | Data (MCC/BCC ULDC SCADA Remote console may be affected during failure) | Sub-LDC/Erode | Kundha-2 | Erode-Salem230-Myvadi230-Arasur400-Karamadai400-Kundha-2 | TANTRANSCO
TANTRANSCO | Data (TEJAS OLTE NMS Client may be affected during failure) | Sub-LDC/Erode | Chennai | Erode-Trichy-sriperambudur-Chennai | TANTRANSCO
TANTRANSCO | ( may be affected during failure) | Sub-LDC/Erode | Chennai | Erode-Pugalur230-Pugalur400-Alagapuram repeater-Kalivanthapattu-Chennai | TANTRANSCO
TANTRANSCO | Data (DREL client server may be affected during failure) | Sub-LDC/Erode | Chennai | Erode-Pugalur230-Pugalur400-Alagapuram repeater-Kalivanthapattu-Chennai | TANTRANSCO
TANTRANSCO | Voice and Data (Main Control Center (MCC) data and Voice may be affected during failure) | SALEM 400 kV SS | SLDC CHENNAI | Salem 230 - Erode LDC- Trichy 230- S'perumbudur 400- SLDC Chennai | TANTRANSCO
TANTRANSCO | Data (Back up Control Center (BCC) data may be affected during failure) | SALEM 400 kV SS | MADURAI LDC | Salem230 - Ulundurpet 230 (Myvadi) - Chekanurani - SLDC Madurai | TANTRANSCO
TANTRANSCO | Voice and Data (Main Control Center (MCC) data and Voice may be affected during failure) | ARASUR 230 kV SS | SLDC CHENNAI | Arasur 230 - Arasur 400 - Udumalpet 230 -Salem 230 -Erode -Trichy 230 - S'perumbudur- SLDC Chennai | TANTRANSCO
TANTRANSCO | Data (Back up Control Center (BCC) data may be affected during failure) | ARASUR 230 kV SS | MADURAI LDC | Arasur 230 - Salem 230 - Udumalpet 230 - Chekanurani - SLDC Madurai | TANTRANSCO
TANTRANSCO | Voice and Data (Main Control Center (MCC) data and Voice may be affected during failure) | MEYVADI 400/ 230 kV SS | SLDC CHENNAI | Ulumalpet 230- Salem 230 - Erode - Trichy 230- S'Perumbudur-SLDC Chennai | TANTRANSCO
TANTRANSCO | Data (Back up Control Center (BCC) data may be affected during failure) | MEYVADI 400/ 230 kV SS | MADURAI LDC | Udumalpet 230 ( Myvadi ) - Chekanurani - SLDC Madurai | TANTRANSCO
TANTRANSCO | Voice and Data (Main Control Center (MCC) data and Voice may be affected during failure) | METTUR TPS (Stg 3) | SLDC CHENNAI | Mettur TPS- Arasur 400- Uludumalpet(Myvadi)- Salem - Erode - Trichy - S'Perumbudur - SLDC Chennai | TANTRANSCO
TANTRANSCO | Data (Back up Control Center (BCC) data and Voice may be affected during failure) | METTUR TPS (Stg 3) | MADURAI LDC | Mettur TPS- Arasur 400-Arasur 230- Salem- Uludumalpet(Myvadi)- Chekanoorani - Madurai LDC | TANTRANSCO
TANTRANSCO | Myvadi DTPC Link | MYVADI 230 kV SS | Salem 400 | Myvadi- Kurukathy- Pugalur 400-Pugalur 230- Erode - Salem 230 - Salem 400 | TANTRANSCO
TANTRANSCO | KK2 SPS (Kudamkulam -II signal for tripping 110 Kv Palladam - Veerapandi feeder may be affected during failure) | MYVADI 230 kV SS | PALLADAM 230 | Kolar PGCIL - Myvadi- OKM - Palladam | PGCIL, TANTRANSCO
TANTRANSCO | KK2 SPS (Kudamkulam -II signal for tripping 110 Kv Udumalpet - Sempatty Feeder may be affected during failure) | MYVADI 230 kV SS | UDUMALPET 230 | Kolar PGCIL - Myvadi - Udumalpet | PGCIL, TANTRANSCO
TANTRANSCO | KK2 SPS (Kudamkulam -II signal for tripping 110 Kv Sempatty - Udumalpet Feeder may be affected during failure) | MYVADI 230 kV SS | SEMPATTY 230 | Kolar PGCIL - Myvadi - Sempatty | APTRANSCO, PGCIL,SRLDC
TANTRANSCO | TK2 SPS (TK -II signal for tripping 110 Kv Kurukathi - Ingur Feeder may be affected during failure) | MYVADI 230 kV SS | KURUKATHI 230 | Kolar PGCIL - Myvadi- Kurukathy | APTRANSCO, PGCIL,SRLDC
TANTRANSCO | Protection (Protection may be affected during failure) | TIRUPUR 230 kV SS | ARASUR PGCIL | TIRUPUR - ARASUR PGCIL | PGCIL, TANTRANSCO
TANTRANSCO | Voice/Protection/SPS (SPS RS2,RS3 may be affected during failure) | THUDIYALUR 230 kVSS | Karamadai 230kv | Thudiyalur 230kv-Karamadai 230kv | TANTRANSCO
TANTRANSCO | SPS (SPS RS2,RS3 may be affected during failure) | THUDIYALUR 230 kVSS | ARASUR | TDLR ARASUR | TANTRANSCO
TANTRANSCO | Voice (SPS RS3 may be affected during failure) | ARASUR 230 kV SS | Karamadai 230kv | Arasur 230kv- Karamadi 230KV | TANTRANSCO
TANTRANSCO | Voice/Protection-1 | ARASUR 230 kV SS | Arasur 400KV | Arasur 230kv- Arasur 400KV | TANTRANSCO
TANTRANSCO | SPS (SPS RS2 may be affected during failure) | ARASUR 230 kV SS | GOBI | ARASUR GOBIOFC (FOX515) | TANTRANSCO
TANTRANSCO | SPS (SPS RS2,RS3 may be affected during failure) | ARASUR 230 kV SS | TDLR | ARASUR TDLR OFC | TANTRANSCO
TANTRANSCO | SPS ICT LOAD SCHEME (ICT RELIEF SCHEME may be affected during failure) | ARASUR 230 kV SS | ARASUR400 | ARSUR -ARASUR400 OFC | TANTRANSCO
TANTRANSCO | SPS (SPS RS2,RS3 may be affected during failure) | ARASUR 230 kV SS | KOLAR | ARASUR -KOLAR OFC | PGCIL
TANTRANSCO | Voice/Protection/SPS (RS2,RS3 may be affected during failure) | KARUVALUR 230 kV SS | Karamadai 230kv | Karavallur 230kv-Karamadai 230kv | TANTRANSCO
TANTRANSCO | Voice/Protection | KARUVALUR 230 kV SS | Arasur 400KV | Karavallur 230kv-Arasur 400kv | TANTRANSCO
TANTRANSCO | Voice/Protection-1 | Arasur 400 kV SS | Arasur 230KV | Arasur 400Kv-Arasur 230Kv | TANTRANSCO
TANTRANSCO | Voice/Protection | Arasur 400 kV SS | Karavallur 230KV | Arasur 400Kv-Karavallur 230Kv | TANTRANSCO
TANTRANSCO | SPS ICT LOAD SCHEME | Arasur 400 kV SS | ARASUR230 | ARSUR400 -ARASUR230 OFC | TANTRANSCO
TANTRANSCO | VOICE/PROTECTION | Arasur 400 kV SS | GOBI | ARASUR400-GOBI | TANTRANSCO
TANTRANSCO | Voice/Protection | Arasur 400 kV SS | Tiruppur 230Kv | Arasur 400Kv-Tiruppur 230Kv | TANTRANSCO
TANTRANSCO | Protection (Karamadi DTPC may be affected during failure) | Karamadai 400 kV SS | Salem 400 | Karamadai - MTPS II- Salem 400 (KR Thopu)- Salem 230 - Salem 400 | TANTRANSCO
TANTRANSCO | Voice, Data and Protection (Direct and permissive trips of 400kV Karamadai- PGCIL# 1 and 2 may be affected during failure) | Karamadai 400 kV SS | PGCIL Arasur | Direct | TANTRANSCO
TANTRANSCO | Voice and Protection (SPS trip( RS2) of 110kV Arasur and Thudiyalur feeders may be affected during failure) | Karamadai 400 kV SS | Arasur | Direct | TANTRANSCO
TANTRANSCO | Voice and Protection (SPS trip( RS3) of 110kV Gobi feeder may be affected during failure) | Karamadai 400 kV SS | Arasur | Direct | TANTRANSCO
TANTRANSCO | data/Voice/Protection (KK1,TK1-To Trip110KV Thalavasal and Thammampatty # may be affected during failure) | Salem 400 kV SS | Deviakurichi | Salem400-Deviakurichi-PLCC | TANTRANSCO
TANTRANSCO | data/Voice/Protection (KK1,TK1-To Trip110KV Valayapatty SS load may be affected during failure) | Salem 400 kV SS | Valayapatty | Salem400-Deviakurichi-PLCC:DKY-Valayapatty-OLTE | TANTRANSCO
TANTRANSCO | Voice/Protection (KK1-To Trip110KV Link,Knpatty,Namakkal,Namagiripet: TK1-Link and Knpatty may be affected during failure) | Salem 400 kV SS | Pudanchandai | Salem400-Deviakurichi-PLCC:DKY-Valayapatty-OLTE | TANTRANSCO
TANTRANSCO | Voice/Protection (TK1-To Trip 110 KV Paruthipalli and Elanagar # may be affected during failure) | Salem 400 kV SS | Unjanai | Salem400-Unjanai-PLCC | TANTRANSCO
TANTRANSCO | - (TK3-To trip 110KV Thumbipadi # may be affected during failure) | Salem 400 kV SS | - | Direct | TANTRANSCO
TANTRANSCO | Voice/Protection (KK1-To Trip 110KV Sankagiri ,Rasipuram and 110GC may be affected during failure) | Salem 400 kV SS | Salem230 | Salem400-Salem230-PLCC | TANTRANSCO
TANTRANSCO | Voice/Protection (TK1-To Trip 110 KV Kempatty i& II, Zuzuvadi,Minnagar,Guruparapalli,33kVGc-2 may be affected during failure) | Shoolagiri 400 PGCIL 400 kV SS | Hosur 230 | Shoolagiri400-Hosur230-PLCC | TANTRANSCO
TANTRANSCO | Protection (TK1-To Trip 110 KV Hosur#: TK2-33KV GC may be affected during failure) | Shoolagiri 400 PGCIL 400 kV SS | Guruparapalli | Shoolagiri400-Guriparapalli230- OLTE | TANTRANSCO
TANTRANSCO | Protection (TK1-To Trip Vinnamangalam - 110 Paravakkam feeder Loads may be affected during failure) | Shoolagiri 400 PGCIL 400 kV SS | Vinnamangalam | Kolar - Shoolagiri400-Vinnamangalam- PLCC | TANTRANSCO
TANTRANSCO | Protection (SPS Signal cross connections may be affected during failure) | Sub-LDC/Erode | Somanahalli(E1) | Erode-Salem230-Salem(PG)N/w | TANTRANSCO
TANTRANSCO | Voice& Protection (Arasur 230KV SS dial & Express, Thudialur dial ,Kundha1 , 3 Express , Kundha-2 Lift & Talk,Pushep Express , Karamadai 230 dial Communication & SPS signal may be affected during failure) | Sub-LDC/Erode | Arasur230(E1) | Erode-salem230-Myvadi230-Arasur400-Arasur230 | TANTRANSCO
TANTRANSCO | Voice & Data (Salem400 dial & Express voice communication , deviyakurichi ,Unjanai , Salem400 , Pudansandai , Valayapatty data may be affected during failure) | Sub-LDC/Erode | Salem400(E1) | Erode-salem230-salem400 | TANTRANSCO
TANTRANSCO | Voice& Protection (Trichy dial voice communication & SPS signals may be affected during failure) | Sub-LDC/Erode | Trichy(E1) | Erode-Trichy230 | TANTRANSCO
TANTRANSCO | Voice & Data (Ingur dial & data communication may be affected during failure) | Sub-LDC/Erode | Ingur(E1) | Erode-Ingur230 | TANTRANSCO
TANTRANSCO | Voice& Protection (Madurai Lift & Talk & SPS signals may be affected during failure) | Sub-LDC/Erode | Madurai(E1) | Erode-Trichy230-Madurai230 | TANTRANSCO
TANTRANSCO | Protection (TK3 SPS Signal may be affected during failure) | Sriperumbudur | Kolar | Sriperumbadur-Chennai-Kalivanthapattu-Alagapuram Repeater- Pugalur400-Pugalur230-Erode-Salem230-Salem(PG) N/w | TANTRANSCO
TANTRANSCO | Protection (RS1 & KK2 SPS Trip signal may be affected during failure) | Trichy 230KV SS | Kolar | Trichy230-Erode-Salem230-Salem(PG) N/w | TANTRANSCO
TANTRANSCO | Protection (RS1 ,RS3 & KK2 SPS Trip signal may be affected during failure) | Thiruvarur 230KV SS | Kolar | Thiruvarur230-Tanjore230-Alandur230-Trichy230-Erode-Salem230-Salem(PG) N/w | TANTRANSCO
TANTRANSCO | Protection (RS1& TK2 SPS Trip signals may be affected during failure) | Madurai 230KV SS | Kolar | Madurai230-Trichy230-Erode-Salem230-Salem(PG) N/w | TANTRANSCO
TANTRANSCO | Protection (RS2& RS3 SPS Trip signals may be affected during failure) | Arasur 230KV SS | Kolar | Arasur230-Erode-Salem230-Salem(PG)N/w | TANTRANSCO
TANTRANSCO | Protection (KK1 & TK2 SPS signals may be affected during failure) | Ingur 230KV SS | Kolar | Ingur230-Erode-Salem230-Salem(PG) N/w | TANTRANSCO
TANTRANSCO | Protection (TK2 SPS signals may be affected during failure) | Kurukkathy 230KV SS | Kolar | Kurukkathy230-Myvadi230-Salem230-Salem400(PG) N/w | TANTRANSCO
TANTRANSCO | Protection (TK1 SPS signals (PLCC-Ingur230KV SS to Thingalore 230KV SS) may be affected during failure) | Thingalore 230KV SS | Kolar | Thingalore230-Ingur230-Erode-Salem230-Salem(PG) N/w | TANTRANSCO
TANTRANSCO | Protection (RS2 SPS Trip signals(Anthiyur 230 to Gobi 230 PLCC) may be affected during failure) | Anthiyur 230KV SS | Kolar | Anthiyur230-Gobi230-Arasur230-Erode-salem230-salem(PG)N/w | TANTRANSCO
TANTRANSCO | Protection (RS2 SPS Trip signals(Pallakapalayam 230 to Gobi 230 PLCC) may be affected during failure) | Pallakapalayam 230KV SS | Kolar | Pallakapalayam230-Gobi230-Arasur230-Erode-salem230-salem(PG)N/w | TANTRANSCO
TANTRANSCO | Protection (RS2 SPS Trip signals may be affected during failure) | Gobi 230KV SS | Kolar | Gobi230-Arasur230-Erode-salem230-salem(PG)N/w | TANTRANSCO
TANTRANSCO | Protection (TK3 SPS Trip signals(From Gobi 230 to Salem400 PLCC) may be affected during failure) | Gobi 230KV SS | Kolar | Gobi230-Pallakapalayam230-Salem400(TNEB)-Salem(PG)N/w. | TANTRANSCO
TANTRANSCO | Data & Voice (Links connected to chennai/Madurai through Pugalur 230 may be affected during failure) | Pugalur 230KV SS | Chennai/Madurai | Erode-Pugalur230-Pugalur400-Alagapuram repeater-Kalivanthapattu-Chennai | TANTRANSCO
TANTRANSCO | Data & Voice (Links connected to chennai/Madurai through Pugalur 230 may be affected during failure) | Pugalur 400KV SS | Chennai/Madurai | Erode-Pugalur230-Pugalur400-Alagapuram repeater-Kalivanthapattu-Chennai | TANTRANSCO
TANTRANSCO | Protection (Ingur DTPC may be affected during failure) | Ingur 230 kV SS | Salem 400 | Ingur -Erode - Salem 230- Salem 400 | TANTRANSCO
TANTRANSCO | Protection (Pugalur DTPC may be affected during failure) | Pugalur 400 kV SS | Salem 400 | Pugalur 230 - Erode - Salem 230 - Salem 400 | TANTRANSCO
TANTRANSCO | Protection (Palavadi DTPC may be affected during failure) | Palavadi 400 kV SS | Bangalore | Palavadi - Gurubarapally - Shoolagiri- Bangalore | TANTRANSCO
TANTRANSCO | Protection (Alamathy SPS Trip may be affected during failure) | Alamathy 400 kV SS | Salem 400 | Alamathy 400 - Bangalore SRLDC through PGCIL link | TANTRANSCO
TANTRANSCO | Protection (SPDR Dip 5000 DTPC may be affected during failure) | SRIPERUMBUDUR 400 kV SS | Salem 400 | S'Perumbudur 400-Trichy- Erode -Salem 230 - Salem 400 | TANTRANSCO
TANTRANSCO | SPS TRIP (DTPC - DIP 5000 may be affected during failure) | KARAIKUDI 230 kV SS | KOLAR PGCIL | TK2 SPS Link | TANTRANSCO
TANTRANSCO | Protection (Thiruvarur Dip 5000 DTPC may be affected during failure) | THIRUVARUR 230 kV SS | Salem 400 | Thiruvarur - Myladuthurai - Neyveli- Trichy - Erode - Salem 230 - Salem 400 | TANTRANSCO
TANTRANSCO | Protection (RS1 SPS TRIP for Echangadu - 110 kv Pennadam Load may be affected during failure) | TRICHY 230 kV SS | Salem 400 | Trichy - Erode - Salem 230 - Salem 400 | TANTRANSCO
TANTRANSCO | Protection (TK 2 SPS TRIP and RS 1 SPS TRIP may be affected during failure) | MADURAI 230 kV SS | Salem 400 | Madurai 230 - Trichy - Erode - salem 230 - Salem 400 | PGCIL
TANTRANSCO | Protection (KK2 SPS Trip at Neyvely 230 - 110 Aduthurai Load relief. may be affected during failure) | CUDDALORE 230 kV SS | SALEM 400 | Salem 400 - Neyvely TS II - NLY TS I - Cuddalore 230 SS | TANTRANSCO and PGCIL
TANTRANSCO | Protection (KK2 SPS Trip at VPM 230 - 110 Madurapakkam -II, Thayanur and Acharapakkam -II Load relief. may be affected during failure) | CUDDALORE 230 kV SS | Villupuram 230 SS | Salem 400 - Neyvely TS II - NLY TS I - Cuddalore 230 SS - Villupuram 230 SS. | TANTRANSCO and PGCIL
TANTRANSCO | (URTDSM Alamathy PMU may be affected during failure) | CHENNAI | SALEM 400 - Bangalore | MAIN: Chennai MLDC – Sriperumbudur – Trichy – Madurai 230 – Madurai 400 – Udumalpet – Salem 230 – Salem 400 - Bangalore | TANTRANSCO & PGCIL
TANTRANSCO | (URTDSM Alamathy PMU may be affected during failure) | CHENNAI | SALEM 400 - Bangalore | Protection: Chennai MLDC – Sriperumbudur – Trichy – Erode – Salem 230 – Salem 400 - Bangalore | TANTRANSCO & PGCIL
TANTRANSCO | PGCIL EPAX E1 (PGCIL EPAX voice may be affected during failure) | CHENNAI | Salem 400 | Chennai MLDC – Sriperumbudur – Trichy – Erode – Salem 230 – Salem 400- Bangalore | TANTRANSCO and PGCIL
TANTRANSCO | Bangalore Video Conference (SRLDC,Bengaluru - MLDC,Chennai -VC (Via Madurai) may be affected during failure) | CHENNAI | Bangalore | SRLDC,Bengaluru - PGCIL Fibre Network - Checkkanoorani PG - 230 KV Checkkanoorani - 230 KV Madurai - 230 KV Trichy - 230 KV Sriperumpudur - MCC,Chennai | PGCIL , TANTRANSCO
TANTRANSCO | Bangalore ICCP (Bangalore ICCP may be affected during failure) | CHENNAI | Bangalore | Chennai MLDC – Sriperumbudur – Trichy – Madurai 230 – Bangalore | TANTRANSCO and PGCIL
TANTRANSCO | Bangalore ICCP Prtn (Bangalore ICCP Prtn may be affected during failure) | CHENNAI | Bangalore | Chennai – Kalivanthapatu - Pugalur – Erode-Salem 230 – Salem 400 - Bangalore | TANTRANSCO and PGCIL
TANTRANSCO | VOICE (DIAL ,PROTECTION may be affected during failure) | THIRUVALAM 230 kV SS | 230KV CHITTOOR | 230KV CHITTOOR | TANTRANSCO
TANTRANSCO | Voice and Protection (Speech & Protection may be affected during failure) | UDUMALPET 230 kV SS | IDUKKI ( KSEB) | UDUMALPET - IDUKKI | TANTRANSCO & KSEBL
TANTRANSCO | Voice& Protection (Chennai dial 1& 2 , Chennai Lift & Talk , SPS signals may be affected during failure) | Sub-LDC/Erode | Chennai(E1) | Erode-Trichy-sriperambudur-Chennai | TANTRANSCO
TANTRANSCO | Voice& Protection (Chennai dial 1& 2 , Chennai Lift & Talk , SPS signals may be affected during failure) | Sub-LDC/Erode | Chennai(E1) | Erode-Pugalur230-Pugalur400-Alagapuram repeater-Kalivanthapattu-Chennai | TANTRANSCO
TANTRANSCO | Voice and Protection (Carrier Inter trip may be affected during failure) | Gummidipoondi 230 kV SS | Sulurpet 230 KV SS ( AP) | GPD 230 - Sulurpet 230 (PLCC) 180/184 KH. | TANTRANSCO
TSTRANSCO | ICCP MAIN (ETHERNET), Type : DATA | TSSLDC | SRLDC | Main path: Vidyut Soudha-Ghanapur-Mamidipally-Srisailam LBPH(TSTRANSCO)-Kurnool 400 KV-Somayajulapally-Gooy-Ananthapur-Muddanur-Chinakampally(APTRANSCO NW)-Kadapa400 -through PGCIL NW-SRLDC Alternate path: Vidyut Soudha-Shapur Nagar -Ghanapur-Mamidipally-Maheswaram-Mahabubnagar400 KV(TSTRANSCO)-Raichur 400 KV-through PGCIL NW-SRLDC | TSTRANSCO / APTRANSCO / PGCIL
TSTRANSCO | ICCP STANDBY (E1) | TSSLDC | SRLDC | Main path: Vidyut Soudha-Ghanapur-Mamidipally-Srisailam LBPH(TSTRANSCO)-Kurnool 400 KV-Somayajulapally-Gooy-Ananthapur-Muddanur-Chinakampally(APTRANSCO NW)-Kadapa400 -through PGCIL NW-SRLDC Alternate path: Vidyut Soudha-Shapur Nagar -Ghanapur-Mamidipally-Maheswaram-Mahabubnagar400 KV(TSTRANSCO)-Raichur 400 KV-through PGCIL NW-SRLDC | TSTRANSCO / APTRANSCO / PGCIL
TSTRANSCO | VOIP(E1), Type : VOICE | TSSLDC | SRLDC | Main path: Vidyut Soudha-Ghanapur-Mamidipally-Srisailam LBPH(TSTRANSCO)-Kurnool 400 KV-Somayajulapally-Gooy-Ananthapur-Muddanur-Chinakampally(APTRANSCO NW)-Kadapa400 -through PGCIL NW-SRLDC Alternate path: Vidyut Soudha-Shapur Nagar -Ghanapur-Mamidipally-Maheswaram-Mahabubnagar400 KV(TSTRANSCO)-Raichur 400 KV-through PGCIL NW-SRLDC | TSTRANSCO / APTRANSCO / PGCIL
TSTRANSCO | VIDEO CONFERENCE (ETHERNET) | TSSLDC | SRLDC | Main path: Vidyut Soudha-Ghanapur-Mamidipally-Srisailam LBPH(TSTRANSCO)-Kurnool 400 KV-Somayajulapally-Gooy-Ananthapur-Muddanur-Chinakampally(APTRANSCO NW)-Kadapa400 -through PGCIL NW-SRLDC Alternate path: Vidyut Soudha-Shapur Nagar -Ghanapur-Mamidipally-Maheswaram-Mahabubnagar400 KV(TSTRANSCO)-Raichur 400 KV-through PGCIL NW-SRLDC | TSTRANSCO / APTRANSCO / PGCIL
TSTRANSCO | PMU(ETHERNET) | TSSLDC | SRLDC | Main path: Vidyut Soudha-Ghanapur-Mamidipally-Srisailam LBPH(TSTRANSCO)-Kurnool 400 KV-Somayajulapally-Gooy-Ananthapur-Muddanur-Chinakampally(APTRANSCO NW)-Kadapa400 -through PGCIL NW-SRLDC Alternate path: Vidyut Soudha-Shapur Nagar -Ghanapur-Mamidipally-Maheswaram-Mahabubnagar400 KV(TSTRANSCO)-Raichur 400 KV-through PGCIL NW-SRLDC | TSTRANSCO / APTRANSCO / PGCIL
TSTRANSCO | SPS LINK RELATED TO KODANKULAM, Type : PROTECTION | KOLAR | BUDIDAMPAD | Budidampad-Suryapet-Malkaram-Ghanapur-Mamidipally-Srisailam LBPH-Kurnool400 KV-Kuurnool765-(PGCIL NW)-Kolar | TSTRANSCO / APTRANSCO / PGCIL
TSTRANSCO | SPS LINK RAICHUR-SOLAPUR LINE, Type : PROTECTION | KOLAR | RAMAGUNDAM | Ramagundamm--Jagityal-Nirmal 220KV-Nirmal400KV-Sundilla-Jaipur-Ramadugu-Gajwel-Shankarpally-Kethireddypally--Mamidipally-Srisailam LBPH-Kurnool400 KV-Kuurnool765-(PGCIL NW)-Kolar | TSTRANSCO / APTRANSCO / PGCIL
TSTRANSCO | SPS LINK RAICHUR-SOLAPUR LINE, Type : PROTECTION | KOALAR | MAHABUB NAGAR 400 KV | Mahabub Nagar 400KV(Veltore)-Nagarjuna Sagar PG-Tallapally(AP)-Srisailam RBPH(AP)-Sriisailam LBPH-Mamidipally-Srisailam LBPH-Kurnool400 KV-Kuurnool765-(PGCIL NW)-Kolar | TSTRANSCO / APTRANSCO / PGCIL
TSTRANSCO | SPS LINK RAICHUR-SOLAPUR LINE, Type : PROTECTION | KOLAR | 400 KV GAJWEL | Gajwel-Shankarpally-Kethireddypally--Mamidipally-Srisailam LBPH-Kurnool400 KV-Kuurnool765-(PGCIL NW)-Kolar | TSTRANSCO / APTRANSCO / PGCIL
TSTRANSCO | PROTECTION CH-1, Type : PROTECTION | SRISAILAM LBPH | SATTENAPALLY |  | TSTRANSCO / APTRANSCO
TSTRANSCO | PROTECTION CH-2, Type : PROTECTION | SRISAILAM LBPH | SATTENAPALLY |  | TSTRANSCO / APTRANSCO
TSTRANSCO | SPEECH, Type : VOICE | SRISAILAM LBPH | SATTENAPALLY |  | TSTRANSCO / APTRANSCO
TSTRANSCO | PROTECTION CH-1, Type : PROTECTION | SRISAILAM LBPH | KURNOOL 400 KV |  | TSTRANSCO / APTRANSCO
TSTRANSCO | PROTECTION CH-1, Type : PROTECTION | SRISAILAM LBPH | KURNOOL 400 KV |  | TSTRANSCO / APTRANSCO
TSTRANSCO | SPEECH, Type : VOICE | SRISAILAM LBPH | KURNOOL 400 KV |  | TSTRANSCO / APTRANSCO
TSTRANSCO | PROTECTION CH, Type : PROTECTION | DINDI400 KV | SRISAILAM RBPH |  | TSTRANSCO / APTRANSCO
TSTRANSCO | SPEECH, Type : VOICE | DINDI400 KV | SRISAILAM RBPH |  | TSTRANSCO / APTRANSCO
TSTRANSCO | PROTECTION CH, Type : PROTECTION | DOMALAPENTA | SRISAILAM RBPH |  | TSTRANSCO / APTRANSCO
TSTRANSCO | SPEECH, Type : VOICE | DOMALAPENTA | SRISAILAM RBPH |  | TSTRANSCO / APTRANSCO
TSTRANSCO | PROTECTION CH, Type : PROTECTION | ASUPAKA 400 KV | LOWER SILERU 220 KV |  | TSTRANSCO / APTRANSCO
TSTRANSCO | SPEECH, Type : VOICE | ASUPAKA 400 KV | LOWER SILERU 220 KV |  | TSTRANSCO / APTRANSCO
TSTRANSCO | PROTECTION CH-1, Type : PROTECTION | VELTORE 400 KV | URAVAKONDA |  | TSTRANSCO / APTRANSCO
TSTRANSCO | PROTECTION CH-2, Type : PROTECTION | VELTORE 400 KV | URAVAKONDA |  | TSTRANSCO / APTRANSCO
TSTRANSCO | SPEECH, Type : VOICE | VELTORE 400 KV | URAVAKONDA |  | TSTRANSCO / APTRANSCO
TSTRANSCO | PROTECTION CH-1, Type : PROTECTION | VELTORE 400 KV | NAGARJUNASAGAR PG |  | TSTRANSCO / PGCIL
TSTRANSCO | PROTECTION CH-2, Type : PROTECTION | VELTORE 400 KV | NAGARJUNASAGAR PG |  | TSTRANSCO / PGCIL
TSTRANSCO | SPEECH, Type : VOICE | VELTORE 400 KV | NAGARJUNASAGAR PG |  | TSTRANSCO / PGCIL
TSTRANSCO | PROTECTION CH-1, Type : PROTECTION | VELTORE 400 KV | RAICHUR |  | TSTRANSCO / PGCIL
TSTRANSCO | PROTECTION CH-2, Type : PROTECTION | VELTORE 400 KV | RAICHUR |  | TSTRANSCO / PGCIL
TSTRANSCO | SPEECH, Type : VOICE | VELTORE 400 KV | RAICHUR |  | TSTRANSCO / PGCIL
TSTRANSCO | PROTECTION CH, Type : PROTECTION | HUZURNAGAR | CHILLAKALLU |  | TSTRANSCO / APTRANSCO
TSTRANSCO | SPEECH, Type : VOICE | HUZURNAGAR | CHILLAKALLU |  | TSTRANSCO / APTRANSCO
TSTRANSCO | PROTECTION CH, Type : PROTECTION | SURYAPET 400 KV | CHILLAKALLU |  | TSTRANSCO / APTRANSCO
TSTRANSCO | SPEECH, Type : VOICE | SURYAPET 400 KV | CHILLAKALLU |  | TSTRANSCO / APTRANSCO
TSTRANSCO | PROTECTION CH-1, Type : PROTECTION | SURYAPET 400 KV | KV KOTA |  | TSTRANSCO / APTRANSCO
TSTRANSCO | PROTECTION CH-2, Type : PROTECTION | SURYAPET 400 KV | KV KOTA |  | TSTRANSCO / APTRANSCO
TSTRANSCO | SPEECH, Type : VOICE | SURYAPET 400 KV | KV KOTA |  | TSTRANSCO / APTRANSCO
TSTRANSCO | PROTECTION CH-1, Type : PROTECTION | SURYAPET 400 KV | VTPS-IV |  | TSTRANSCO / APTRANSCO
TSTRANSCO | PROTECTION CH-2, Type : PROTECTION | SURYAPET 400 KV | VTPS-IV |  | TSTRANSCO / APTRANSCO
TSTRANSCO | SPEECH, Type : VOICE | SURYAPET 400 KV | VTPS-IV |  | TSTRANSCO / APTRANSCO
TSTRANSCO | PROTECTION CHANNEL, Type : PROTECTION | 220 KV TANDUR | 220 KV SEDAM |  | TSTRANSCO / KPTCL
TSTRANSCO | SPEECH, Type : VOICE | 220 KV TANDUR | 220 KV SEDAM |  | TSTRANSCO / KPTCL
TSTRANSCO | PROTECTION CH-1, Type : PROTECTION | 220 KV NAGARJUNA SAGAR | 220 KV TALLAPALLY |  | TSTRANSCO / APTRANSCO
TSTRANSCO | PROTECTION CH-2, Type : PROTECTION | 220 KV NAGARJUNA SAGAR | 220 KV TALLAPALLY |  | TSTRANSCO / APTRANSCO
TSTRANSCO | PROTECTION CH-3, Type : PROTECTION | 220 KV NAGARJUNA SAGAR | 220 KV TALLAPALLY |  | TSTRANSCO / APTRANSCO
TSTRANSCO | SPEECH, Type : VOICE | 220 KV NAGARJUNA SAGAR | 220 KV TALLAPALLY |  | TSTRANSCO / APTRANSCO
TSTRANSCO | PROTECTION CH, Type : PROTECTION | 220 KV CHALAKURTHY | 220 KV TALLAPALLY |  | TSTRANSCO / APTRANSCO
TSTRANSCO | SPEECH, Type : VOICE | 220 KV CHALAKURTHY | 220 KV TALLAPALLY |  | TSTRANSCO / APTRANSCO
PED, Puducherry | Data/Voice, OFC - OFC | Bahour 230 | Pondy SCC | Bahour 230 – Pondy SCC | PED, Puducherry
PED, Puducherry | Data/Voice, PLCC - PLCC - OFC | Eripakkam | Pondy SCC | Eripakkam – Thirubuvanai – Villianur 230 – Pondy SCC | PED, Puducherry
PED, Puducherry | Data/Voice, PLCC - OFC | Thirubuvanai | Pondy SCC | Thirubuvanai – Villianur 230 – Pondy SCC | PED, Puducherry
PED, Puducherry | Data/Voice, PLCC - PLCC - OFC | Thethampakkam | Pondy SCC | Thethampakkam – Sedharapet – Villianur 230 – Pondy SCC | PED, Puducherry
PED, Puducherry | Data/Voice, PLCC - OFC | Sedharapet | Pondy SCC | Sedharapet – Villianur 230 – Pondy SCC | PED, Puducherry
PED, Puducherry | Voice, PLCC - PLCC - OFC | Thondamanatham | Pondy SCC | Thondamanatham – Thirubuvanai – Villianur 230 – Pondy SCC | PED, Puducherry
PED, Puducherry | Data, OFC-OFC-OFC | Thondamanatham | Pondy SCC | Thondamanatham – Pondy 400 – Villianur 230 – Pondy SCC | PED, Puducherry
PED, Puducherry | Voice, PLCC - OFC | Kurumbapet | Pondy SCC | Kurumbapet – Villianur 230 – Pondy SCC | PED, Puducherry
PED, Puducherry | Data, OFC-OFC | Kurumbapet | Pondy SCC | Kurumbapet – Vengata Nagar – Pondy SCC | PED, Puducherry
PED, Puducherry | Voice, PLCC - OFC | Kalapet | Pondy SCC | Kalapet – Villianur 230 – Pondy SCC | PED, Puducherry
PED, Puducherry | Data, OFC-OFC | Kalapet | Pondy SCC | Kalapet – Vengata Nagar – Pondy SCC | PED, Puducherry
PED, Puducherry | Voice, PLCC - OFC | Marapalam | Pondy SCC | Marapalam – Villianur 230 – Pondy SCC | PED, Puducherry
PED, Puducherry | Data, OFC | Marapalam | Pondy SCC | Marapalam – Pondy SCC | PED, Puducherry
PED, Puducherry | Data/Voice, PLCC - PLCC - OFC | Bahour 110 (Under reconfiguration) | Pondy SCC | Bahour 110 – Korkadu – Villanur 230 – Pondy SCC | PED, Puducherry
PED, Puducherry | Data/Voice, PLCC - OFC | Korkadu | Pondy SCC | Korkadu – Villanur 230 – Pondy SCC | PED, Puducherry
PED, Puducherry | Data/Voice, OFC | Villianur 230 | Pondy SCC | Villianur 230 – Pondy SCC | PED, Puducherry
PED, Puducherry | Data/Voice, OFC | Vengata Nagar | Pondy SCC | Vengata Nagar – Pondy SCC | PED, Puducherry
PED, Puducherry | Data/Voice, PLCC - OFC- OFC- OFC - OFC | Sorakudy (Under reconfiguration) | Pondy SCC | Sorakudy – Thiruvarur – Neyveli - Bahour 230 / Pondy 400 -Villianur 230 – Pondy SCC | PED, Puducherry
PED, Puducherry | Data/Voice, OFC - OFC - OFC - OFC -OFC | Karaikal 230 | Pondy SCC | Pillaitheruvasal - Bahour 230 /Pondy 400 -Villianur 230 – Pondy SCC | PED, Puducherry
PED, Puducherry | Voice, PLCC | Pillaitheruvasal | T.R.Pattinam | Pillaitheruvasal – T.R.Pattinam | PED, Puducherry
PED, Puducherry | Data, PLCC - OFC - OFC -OFC - OFC | T.R.Pattinam (Under reconfiguration) | Pondy SCC | T.R.Pattinam – Thiruvarur – Neyveli - Bahour 230 / Pondy 400 -Villianur 230 – Pondy SCC | PED, Puducherry
PED, Puducherry | Data/Voice, PLCC - OFC - OFC - OFC | Mettacur (Yanam) | Pondy SCC | Mettacur – Kakinada – SRLDC -Villianur 230 – Pondy SCC | PED, Puducherry
PED, Puducherry | Data, BSNL B/B | Mahe | Pondy SCC | Mahe - Pondy SCC | PED, Puducherry

## Sheet2
PGCIL SR 1
PGCIL SR 2
APTRANSCO
KPTCL
KSEBL
TANTRANSCO
TSTRANSCO
Puducherry Electricity Department :

## Equipment
user | description | location | ownership
PGCIL SR 1 | Tejas Network - SDH / PDH. TEJAS / Valiant TJ1400/VCL-MX (Control, optical, electrical, data cards etc) | Vijayawada PG | PGCIL
PGCIL SR 1 | Tejas Network - SDH / PDH. TEJAS / Valiant TJ1400/VCL-MX (Control, optical, electrical, data cards etc) | Nellore PS_765kV | PGCIL
PGCIL SR 1 | Tejas Network - SDH / PDH. TEJAS / Valiant TJ1400/VCL-MX (Control, optical, electrical, data cards etc) | Nellore PG_400kv | PGCIL
PGCIL SR 1 | Tejas Network - SDH / PDH. TEJAS / Valiant TJ1400/VCL-MX (Control, optical, electrical, data cards etc) | Khammam PG | PGCIL
PGCIL SR 1 | Tejas Network - SDH / PDH. TEJAS / Valiant TJ1400/VCL-MX (Control, optical, electrical, data cards etc) | Warangal PG | PGCIL
PGCIL SR 1 | Tejas Network - SDH / PDH. TEJAS / Valiant TJ1400/VCL-MX (Control, optical, electrical, data cards etc) | NP Kunta 400kv | PGCIL
PGCIL SR 1 | Tejas Network - SDH / PDH. TEJAS / Valiant TJ1400/VCL-MX (Control, optical, electrical, data cards etc) | Vemagiri PS | PGCIL
PGCIL SR 1 | Tejas Network - SDH / PDH. TEJAS / Valiant TJ1400/VCL-MX (Control, optical, electrical, data cards etc) | Gooty PG | PGCIL
PGCIL SR 1 | Tejas Network - SDH / PDH. TEJAS / Valiant TJ1400/VCL-MX (Control, optical, electrical, data cards etc) | Kurnool 765kV | PGCIL
PGCIL SR 1 | Tejas Network - SDH / PDH. TEJAS / Valiant TJ1400/VCL-MX (Control, optical, electrical, data cards etc) | Raichur 765kV | PGCIL
PGCIL SR 1 | Tejas Network - SDH / PDH. TEJAS / Valiant TJ1400/VCL-MX (Control, optical, electrical, data cards etc) | Munirabad PG | PGCIL
PGCIL SR 1 | Tejas Network - SDH / PDH. TEJAS / Valiant TJ1400/VCL-MX (Control, optical, electrical, data cards etc) | Kadapa PG | PGCIL
PGCIL SR 1 | Tejas Network - SDH / PDH. TEJAS / Valiant TJ1400/VCL-MX (Control, optical, electrical, data cards etc) | Ghanapur PG | PGCIL
PGCIL SR 1 | Tejas Network - SDH / PDH. TEJAS / Valiant TJ1400/VCL-MX (Control, optical, electrical, data cards etc) | N' Sagar PG | PGCIL
PGCIL SR 1 | Tejas Network - SDH / PDH. TEJAS / Valiant TJ1400/VCL-MX (Control, optical, electrical, data cards etc) | Nizambad GIS | PGCIL
PGCIL SR 1 | Tejas Network - SDH / PDH. TEJAS / Valiant TJ1400/VCL-MX (Control, optical, electrical, data cards etc) | Maheshwaram PS | PGCIL
PGCIL SR 1 | Tejas Network - SDH / PDH. TEJAS / Valiant TJ1400/VCL-MX (Control, optical, electrical, data cards etc) | Gazuwaka PG | PGCIL
PGCIL SR 1 | Tejas Network - SDH / PDH. TEJAS / Valiant TJ1400/VCL-MX (Control, optical, electrical, data cards etc) | Srikakulem PS | PGCIL
PGCIL SR 1 | Tejas Network - SDH / PDH. TEJAS / Valiant TJ1400/VCL-MX (Control, optical, electrical, data cards etc) | Simhadri_NTPC | PGCIL
PGCIL SR 1 | Tejas Network - SDH / PDH. TEJAS / Valiant TJ1400/VCL-MX (Control, optical, electrical, data cards etc) | Ramagundam_NTPC | PGCIL
PGCIL SR 1 | Tejas Networks - SDH TEJAS TJ1400 (Control, optical cards etc) | Repeater Ichodda (Wardha-NZB) | PGCIL
PGCIL SR 1 | Tejas Networks - SDH TEJAS TJ1400 (Control, optical cards etc) | Repeater Shadnagar (NZB-MSWRM) | PGCIL
PGCIL SR 1 | Tejas Networks - SDH TEJAS TJ1400 (Control, optical cards etc) | Repeater 204 (RDM-Bhadrawati) | PGCIL
PGCIL SR 1 | Tejas Networks - SDH TEJAS TJ1400 (Control, optical cards etc) | Repeater 346 (RDM-Ghanapur) | PGCIL
PGCIL SR 1 | Tejas Networks - SDH TEJAS TJ1400 (Control, optical cards etc) | Repeater Vizinigiri (VMGR-SKLM) | PGCIL
PGCIL SR 1 | GE_SDH GE DXC-S (Control / optical etc) | C'PETA | PGCIL
PGCIL SR 1 | GE_SDH GE DXC-S (Control / optical etc) | Repeater Muchinapalli (VMGR-CPETA) | PGCIL
PGCIL SR 1 | GE_SDH GE DXC-S (Control / optical etc) | Repeater Kanigiri (CPETA- KDP ) | PGCIL
PGCIL SR 1 | GE_SDH GE DXC-S (Control / optical etc) | Repeater Kodikonda (KDP-Madugiri) | PGCIL
PGCIL SR 1 | Tejas Networks-SDH/PDH TEJAS/ Valiant TJ1400/VCL-MX (Control, optical, electrical, data cards etc) | Dichpally | PGCIL
PGCIL SR 1 | 48 V Battery Charger (DCPS) , Make : ELTEK | Repeater Vizinigiri (VMGR-SKLM) | PGCIL
PGCIL SR 1 | VRLA 48V 200 AH Battery ,Make : HBL | Repeater Vizinigiri (VMGR-SKLM) | PGCIL
PGCIL SR 1 | 48 V Battery Charger (DCPS) , Make : ELTEK | Repeater Muchinapalli (VMGR-CPETA) | PGCIL
PGCIL SR 1 | VRLA 48V 100 AH Battery ,Make : HBL | Repeater Muchinapalli (VMGR-CPETA) | PGCIL
PGCIL SR 1 | 48 V Battery Charger (DCPS) , Make : ELTEK | Repeater Kanigiri (CPETA- KDP ) | PGCIL
PGCIL SR 1 | VRLA 48V 100 AH Battery ,Make : HBL | Repeater Kanigiri (CPETA- KDP ) | PGCIL
PGCIL SR 1 | 48 V Battery Charger (DCPS) , Make : ELTEK | Repeater Kodikonda (KDP-Madugiri) | PGCIL
PGCIL SR 1 | VRLA 48V 100 AH Battery ,Make : HBL | Repeater Kodikonda (KDP-Madugiri) | PGCIL
PGCIL SR 2 | Tejas SDH TJ1400 STM16 SRLDC1 | SRLDC | PGCIL
PGCIL SR 2 | Tejas SDH TJ1400 STM16 SRLDC2 | SRLDC | PGCIL
PGCIL SR 2 | Tejas SDH TJ1400 STM16 SRLDC REMC | SRLDC | PGCIL
PGCIL SR 2 | PDH Valiant VCL-MX SRLDC PDH1 | SRLDC | PGCIL
PGCIL SR 2 | PDH Valiant VCL-MX SRLDC PDH2 | SRLDC | PGCIL
PGCIL SR 2 | PDH Valiant VCL-MX SRLDC PDH DAC | SRLDC | PGCIL
PGCIL SR 2 | Tejas SDH TJ1400 STM16 Somanahalli-1 | Somanahalli PG | PGCIL
PGCIL SR 2 | Tejas SDH TJ1400 STM16 Somanahalli-2 | Somanahalli PG | PGCIL
PGCIL SR 2 | PDH Valiant VCL-MX Somanahalli PDH1 | Somanahalli PG | PGCIL
PGCIL SR 2 | PDH Valiant VCL-MX Somanahalli PDH2 | Somanahalli PG | PGCIL
PGCIL SR 2 | Tejas SDH TJ1400 STM16 | Hassan PG | PGCIL
PGCIL SR 2 | Tejas SDH TJ1400 STM4 Hassan STM4 | Hassan PG | PGCIL
PGCIL SR 2 | PDH Valiant VCL-MX Hassan PDH1 | Hassan PG | PGCIL
PGCIL SR 2 | PDH Valiant VCL-MX Hassan PDH2 | Hassan PG | PGCIL
PGCIL SR 2 | Tejas SDH TJ1400 STM16 Mysore PGCIL | Mysore PGCIL | PGCIL
PGCIL SR 2 | Tejas SDH TJ1400 STM4 Mysore STM4 | Mysore PGCIL | PGCIL
PGCIL SR 2 | PDH Valiant VCL-MX Mysore PDH1 | Mysore PGCIL | PGCIL
PGCIL SR 2 | PDH Valiant VCL-MX Mysore PDH2 | Mysore PGCIL | PGCIL
PGCIL SR 2 | Tejas SDH TJ1400 STM16 Bidadi PGCIL | Bidadi PGCIL | PGCIL
PGCIL SR 2 | PDH Valiant VCL-MX Bidadi PDH1 | Bidadi PGCIL | PGCIL
PGCIL SR 2 | PDH Valiant VCL-MX Bidadi PDH2 | Bidadi PGCIL | PGCIL
PGCIL SR 2 | Tejas SDH TJ1400 STM16 Narendra PGCIL | Narendra PGCIL | PGCIL
PGCIL SR 2 | PDH Valiant VCL-MX Narendra PDH1 | Narendra PGCIL | PGCIL
PGCIL SR 2 | PDH Valiant VCL-MX Narendra PDH2 | Narendra PGCIL | PGCIL
PGCIL SR 2 | Tejas SDH TJ1400 STM16 | Tumkur 765KV PGCIL | PGCIL
PGCIL SR 2 | PDH Valiant VCL-MX Tumkur PDH1 | Tumkur 765KV PGCIL | PGCIL
PGCIL SR 2 | PDH Valiant VCL-MX Tumkur PDH2 | Tumkur 765KV PGCIL | PGCIL
PGCIL SR 2 | Tejas SDH TJ1400 STM16 | Kudgi 765KV PG | PGCIL
PGCIL SR 2 | PDH Valiant VCL-MX Kudgi PDH1 | Kudgi 765KV PG | PGCIL
PGCIL SR 2 | PDH Valiant VCL-MX Kudgi PDH2 | Kudgi 765KV PG | PGCIL
PGCIL SR 2 | Tejas SDH TJ1400 STM16 Yelahanka SS | Yelahanka SS | PGCIL
PGCIL SR 2 | PDH Valiant VCL-MX Yelahanka PDH1 | Yelahanka SS | PGCIL
PGCIL SR 2 | PDH Valiant VCL-MX Yelahanka PDH2 | Yelahanka SS | PGCIL
PGCIL SR 2 | Tejas SDH TJ1400 STM16 Hiriyur PG | Hiriyur PG | PGCIL
PGCIL SR 2 | Tejas SDH TJ1400 STM4 Hiriyur STM4 | Hiriyur PG | PGCIL
PGCIL SR 2 | PDH Valiant VCL-MX Hiriyur PDH1 | Hiriyur PG | PGCIL
PGCIL SR 2 | PDH Valiant VCL-MX Hiriyur PDH2 | Hiriyur PG | PGCIL
PGCIL SR 2 | Tejas SDH TJ1400 STM16 Kolar PGCIL-1 | Kolar PGCIL | PGCIL
PGCIL SR 2 | Tejas SDH TJ1400 STM16 Kolar PGCIL-2 | Kolar PGCIL | PGCIL
PGCIL SR 2 | Tejas SDH TJ1400 STM4 Kolar STM4 | Kolar PGCIL | PGCIL
PGCIL SR 2 | PDH Valiant VCL-MX Kolar PDH1 | Kolar PGCIL | PGCIL
PGCIL SR 2 | PDH Valiant VCL-MX Kolar PDH2 | Kolar PGCIL | PGCIL
PGCIL SR 2 | Tejas SDH TJ1400 STM16 NPCIL Kaiga | NPCIL Kaiga | PGCIL
PGCIL SR 2 | PDH Valiant VCL-MX NPCIL Kaiga PDH1 | NPCIL Kaiga | PGCIL
PGCIL SR 2 | PDH Valiant VCL-MX NPCIL Kaiga PDH2 | NPCIL Kaiga | PGCIL
PGCIL SR 2 | Tejas SDH TJ1400 STM16 Kudgi NTPC | Kudgi NTPC | PGCIL
PGCIL SR 2 | PDH Valiant VCL-MX Kudgi NTPC PDH1 | Kudgi NTPC | PGCIL
PGCIL SR 2 | PDH Valiant VCL-MX Kudgi NTPC PDH2 | Kudgi NTPC | PGCIL
PGCIL SR 2 | Tejas SDH TJ1400 STM4 | Hootagalli KPTCL | PGCIL
PGCIL SR 2 | Tejas SDH TJ1400 STM16 Nelamangala-1 | Nelamangala KPTCL | PGCIL
PGCIL SR 2 | Tejas SDH TJ1400 STM16 Nelamangala-2 | Nelamangala KPTCL | PGCIL
PGCIL SR 2 | PDH Valiant VCL-MX Nelamangala PDH1 | Nelamangala KPTCL | PGCIL
PGCIL SR 2 | PDH Valiant VCL-MX Nelamangala PDH2 | Nelamangala KPTCL | PGCIL
PGCIL SR 2 | Tejas SDH TJ1400 STM16 | Peenya KPTCL | PGCIL
PGCIL SR 2 | Tejas SDH TJ1400 STM16 Davangere/Gutur-1 | Davangere/Gutur KPTCL | PGCIL
PGCIL SR 2 | Tejas SDH TJ1400 STM16 Davangere/Gutur-2 | Davangere/Gutur KPTCL | PGCIL
PGCIL SR 2 | Tejas SDH TJ1400 STM16 | HSR KPTCL | PGCIL
PGCIL SR 2 | Tejas SDH TJ1400 STM16 | HAL KPTCL | PGCIL
PGCIL SR 2 | Tejas SDH TJ1400 STM16 Hoody SDH1 | Hoody KPTCL | PGCIL
PGCIL SR 2 | Tejas SDH TJ1400 STM16 Hoody SDH2 | Hoody KPTCL | PGCIL
PGCIL SR 2 | Tejas SDH TJ1400 STM16 | NRS KPTCL | PGCIL
PGCIL SR 2 | Tejas SDH TJ1400 STM16 | Repeater HB Hally Madhugiri-Kugdi-765 | PGCIL
PGCIL SR 2 | 48V Delta Make Battery charger-1, 48V DC/80Amps | Repeater HB Hally Madhugiri-Kugdi-766 | PGCIL
PGCIL SR 2 | Tejas SDH TJ1400 STM16 Sripermbadur | Sripermbadur PGCIL | PGCIL
PGCIL SR 2 | Tejas SDH TJ1400 STM16 Sripermbadur STM16 | Sripermbadur PGCIL | PGCIL
PGCIL SR 2 | PDH Valiant VCL-MX Sripermbadur PDH1 | Sripermbadur PGCIL | PGCIL
PGCIL SR 2 | PDH Valiant VCL-MX Sripermbadur PDH2 | Sripermbadur PGCIL | PGCIL
PGCIL SR 2 | Tejas SDH TJ1400 STM16 | Nagapattanam PG | PGCIL
PGCIL SR 2 | PDH Valiant VCL-MX Nagapattanam PDH1 | Nagapattanam PG | PGCIL
PGCIL SR 2 | PDH Valiant VCL-MX Nagapattanam PDH2 | Nagapattanam PG | PGCIL
PGCIL SR 2 | Tejas SDH TJ1400 STM16 Pondycherry PG | Pondycherry PG | PGCIL
PGCIL SR 2 | Tejas SDH TJ1400 STM4 Pondycherry STM4 | Pondycherry PG | PGCIL
PGCIL SR 2 | PDH Valiant VCL-MX Pondycherry PDH1 | Pondycherry PG | PGCIL
PGCIL SR 2 | PDH Valiant VCL-MX Pondycherry PDH2 | Pondycherry PG | PGCIL
PGCIL SR 2 | Tejas SDH TJ1400 STM16 | Tirunelveli PG | PGCIL
PGCIL SR 2 | PDH Valiant VCL-MX Tirunelveli PDH1 | Tirunelveli PG | PGCIL
PGCIL SR 2 | PDH Valiant VCL-MX Tirunelveli PDH2 | Tirunelveli PG | PGCIL
PGCIL SR 2 | Tejas SDH TJ1400 STM16 | Tuticorin PS | PGCIL
PGCIL SR 2 | PDH Valiant VCL-MX Tuticorin PDH1 | Tuticorin PS | PGCIL
PGCIL SR 2 | PDH Valiant VCL-MX Tuticorin PDH2 | Tuticorin PS | PGCIL
PGCIL SR 2 | Tejas SDH TJ1400 STM16 Tirchy PG | Tirchy PG | PGCIL
PGCIL SR 2 | PDH Valiant VCL-MX Tirchy PDH1 | Tirchy PG | PGCIL
PGCIL SR 2 | PDH Valiant VCL-MX Tirchy PDH2 | Tirchy PG | PGCIL
PGCIL SR 2 | Tejas SDH TJ1400 STM4 | Arasur PG | PGCIL
PGCIL SR 2 | PDH Valiant VCL-MX Arasur PDH1 | Arasur PG | PGCIL
PGCIL SR 2 | PDH Valiant VCL-MX Arasur PDH2 | Arasur PG | PGCIL
PGCIL SR 2 | Tejas SDH TJ1400 STM16 | Hosur PG | PGCIL
PGCIL SR 2 | PDH Valiant VCL-MX Hosur PDH1 | Hosur PG | PGCIL
PGCIL SR 2 | PDH Valiant VCL-MX Hosur PDH2 | Hosur PG | PGCIL
PGCIL SR 2 | Tejas SDH TJ1400 STM16 | Dharmapuri PS | PGCIL
PGCIL SR 2 | PDH Valiant VCL-MX Dharmapuri PDH1 | Dharmapuri PS | PGCIL
PGCIL SR 2 | PDH Valiant VCL-MX Dharmapuri PDH2 | Dharmapuri PS | PGCIL
PGCIL SR 2 | Tejas SDH TJ1400 STM16 | Udumalpet PG | PGCIL
PGCIL SR 2 | PDH Valiant VCL-MX Udumalpet PDH1 | Udumalpet PG | PGCIL
PGCIL SR 2 | PDH Valiant VCL-MX Udumalpet PDH1 | Udumalpet PG | PGCIL
PGCIL SR 2 | Tejas SDH TJ1400 STM16 Madurai 400kV PG | Madurai 400kV PG | PGCIL
PGCIL SR 2 | Tejas SDH TJ1400 STM4 Madurai STM4 | Madurai 400kV PG | PGCIL
PGCIL SR 2 | PDH Valiant VCL-MX Madurai PDH2 | Madurai 400kV PG | PGCIL
PGCIL SR 2 | PDH Valiant VCL-MX Madurai PDH2 | Madurai PDH2 | PGCIL
PGCIL SR 2 | Tejas SDH TJ1400 STM16 | Kalivanthapattu PG | PGCIL
PGCIL SR 2 | PDH Valiant VCL-MX Kalivanthapattu PDH1 | Kalivanthapattu PG | PGCIL
PGCIL SR 2 | PDH Valiant VCL-MX Kalivanthapattu PDH2 | Kalivanthapattu PG | PGCIL
PGCIL SR 2 | Tejas SDH TJ1400 STM16 | Salem 400kV PG | PGCIL
PGCIL SR 2 | PDH Valiant VCL-MX Salem PDH1 | Salem 400kV PG | PGCIL
PGCIL SR 2 | PDH Valiant VCL-MX Salem PDH2 | Salem 400kV PG | PGCIL
PGCIL SR 2 | Tejas SDH TJ1400 STM16 | Karaikudi 400kV PG | PGCIL
PGCIL SR 2 | PDH Valiant VCL-MX Karaikudi PDH1 | Karaikudi 400kV PG | PGCIL
PGCIL SR 2 | PDH Valiant VCL-MX Karaikudi PDH2 | Karaikudi 400kV PG | PGCIL
PGCIL SR 2 | Tejas SDH TJ1400 STM16 | Pugulur/KarurPGCIL | PGCIL
PGCIL SR 2 | PDH Valiant VCL-MX Pugulur/KarurPGCIL PDH1 | Pugulur/KarurPGCIL | PGCIL
PGCIL SR 2 | PDH Valiant VCL-MX Pugulur/KarurPGCIL PDH2 | Pugulur/KarurPGCIL | PGCIL
PGCIL SR 2 | Tejas SDH TJ1400 STM16 | Thiruvalam PG | PGCIL
PGCIL SR 2 | PDH Valiant VCL-MX Thiruvalam PDH1 | Thiruvalam PG | PGCIL
PGCIL SR 2 | PDH Valiant VCL-MX Thiruvalam PDH2 | Thiruvalam PG | PGCIL
PGCIL SR 2 | Tejas SDH TJ1400 STM4 | Tanjore 230KV | PGCIL
PGCIL SR 2 | Tejas SDH TJ1400 STM16 | Chennai SLDC | PGCIL
PGCIL SR 2 | Tejas SDH TJ1400 STM4 | Thiruvarur 230KV TNEB | PGCIL
PGCIL SR 2 | Tejas SDH TJ1400 STM4 | Kadalangudi TNEB | PGCIL
PGCIL SR 2 | Tejas SDH TJ1400 STM4 | Madurai Sub-LDC | PGCIL
PGCIL SR 2 | Tejas SDH TJ1400 STM16 | Trichy400kv/Alandur TNEB | PGCIL
PGCIL SR 2 | Tejas SDH TJ1400 STM16 | Tondiapet TNEB | PGCIL
PGCIL SR 2 | Tejas SDH TJ1400 STM4 | S.P. Koil | PGCIL
PGCIL SR 2 | Tejas SDH TJ1400 STM4 | MPTS (TNEB) | PGCIL
PGCIL SR 2 | Tejas SDH TJ1400 STM4 | NCTPS I (TNEB) | PGCIL
PGCIL SR 2 | Tejas SDH TJ1400 STM16 Neyveli TS2-1 | Neyveli TS2 | PGCIL
PGCIL SR 2 | Tejas SDH TJ1400 STM16 Neyveli TS2-2 | Neyveli TS2 | PGCIL
PGCIL SR 2 | PDH Valiant VCL-MX Neyveli TS2 PDH1 | Neyveli TS2 | PGCIL
PGCIL SR 2 | PDH Valiant VCL-MX Neyveli TS2 PDH1 | Neyveli TS2 | PGCIL
PGCIL SR 2 | Tejas SDH TJ1400 STM16 | Neyveli TS2 Exp | PGCIL
PGCIL SR 2 | PDH Valiant VCL-MX Neyveli TS2 Exp PDH1 | Neyveli TS2 Exp | PGCIL
PGCIL SR 2 | PDH Valiant VCL-MX Neyveli TS2 Exp PDH2 | Neyveli TS2 Exp | PGCIL
PGCIL SR 2 | Tejas SDH TJ1400 STM16 | Neyveli TS1 Exp | PGCIL
PGCIL SR 2 | PDH Valiant VCL-MX Neyveli TS1 Exp PDH1 | Neyveli TS1 Exp | PGCIL
PGCIL SR 2 | PDH Valiant VCL-MX Neyveli TS1 Exp PDH2 | Neyveli TS1 Exp | PGCIL
PGCIL SR 2 | Tejas SDH TJ1400 STM16 | Neyveli TS1 | PGCIL
PGCIL SR 2 | PDH Valiant VCL-MX Neyveli TS1 PDH1 | Neyveli TS1 | PGCIL
PGCIL SR 2 | PDH Valiant VCL-MX Neyveli TS1 PDH2 | Neyveli TS1 | PGCIL
PGCIL SR 2 | Tejas SDH TJ1400 STM16 | Vallur NTPC | PGCIL
PGCIL SR 2 | PDH Valiant VCL-MX Vallur NTPC PDH1 | Vallur NTPC | PGCIL
PGCIL SR 2 | PDH Valiant VCL-MX Vallur NTPC PDH2 | Vallur NTPC | PGCIL
PGCIL SR 2 | Tejas SDH TJ1400 STM4 | Kudamkulam | PGCIL
PGCIL SR 2 | PDH Valiant VCL-MX Kudamkulam PDH1 | Kudamkulam | PGCIL
PGCIL SR 2 | PDH Valiant VCL-MX Kudamkulam PDH2 | Kudamkulam | PGCIL
PGCIL SR 2 | Tejas SDH TJ1400 STM4 | Kalpakkam | PGCIL
PGCIL SR 2 | PDH Valiant VCL-MX Kalpakkam PDH1 | Kalpakkam | PGCIL
PGCIL SR 2 | PDH Valiant VCL-MX Kalpakkam PDH2 | Kalpakkam | PGCIL
PGCIL SR 2 | Tejas SDH TJ1400 STM16 | Pondicherry SCC | PGCIL
PGCIL SR 2 | Tejas SDH TJ1400 STM16 | Villianur | PGCIL
PGCIL SR 2 | Tejas SDH TJ1400 STM4 | Madurai 400 KV TNEB | PGCIL
PGCIL SR 2 | Tejas SDH TJ1400 STM4 | Bhavini | PGCIL
PGCIL SR 2 | Tejas SDH TJ1400 STM4 | Alamanthy TNEB | PGCIL
PGCIL SR 2 | Tejas SDH TJ1400 STM16 | Bahor | PGCIL
PGCIL SR 2 | Tejas SDH TJ1400 STM16 | Kozhikode PG | PGCIL
PGCIL SR 2 | PDH Valiant VCL-MX Kozhikode PG PDH1 | Kozhikode PG | PGCIL
PGCIL SR 2 | PDH Valiant VCL-MX Kozhikode PG PDH2 | Kozhikode PG | PGCIL
PGCIL SR 2 | Tejas SDH TJ1400 STM16 | Trichur PG | PGCIL
PGCIL SR 2 | Tejas SDH TJ1400 STM4 | Trichur PG | PGCIL
PGCIL SR 2 | PDH Valiant VCL-MX Trichur PG PDH1 | Trichur PG | PGCIL
PGCIL SR 2 | PDH Valiant VCL-MX Trichur PG PDH2 | Trichur PG | PGCIL
PGCIL SR 2 | PDH Valiant VCL-MX Trichur PG DAC | Trichur PG | PGCIL
PGCIL SR 2 | Tejas SDH TJ1400 STM16 | Cochin PG | PGCIL
PGCIL SR 2 | PDH Valiant VCL-MX Cochin PG PDH1 | Cochin PG | PGCIL
PGCIL SR 2 | PDH Valiant VCL-MX Cochin PG PDH2 | Cochin PG | PGCIL
PGCIL SR 2 | Tejas SDH TJ1400 STM4 | Edamon PG | PGCIL
PGCIL SR 2 | Tejas SDH TJ1400 STM16 | Trivendrum PG | PGCIL
PGCIL SR 2 | PDH Valiant VCL-MX Trivendrum PG PDH1 | Trivendrum PG | PGCIL
PGCIL SR 2 | PDH Valiant VCL-MX Trivendrum PG PDH2 | Trivendrum PG | PGCIL
PGCIL SR 2 | Tejas SDH TJ1400 STM16 | Vydhithubhavanam | PGCIL
PGCIL SR 2 | Tejas SDH TJ1400 STM16 | Kalamassary | PGCIL
PGCIL SR 2 | Tejas SDH TJ1400 STM4 | Palakkad KSEB | PGCIL
PGCIL SR 2 | Tejas SDH TJ1400 STM4 | Trichur KSEB | PGCIL
PGCIL SR 2 | Tejas SDH TJ1400 STM4 | Kozhikode KSEB | PGCIL
PGCIL SR 2 | Tejas SDH TJ1400 STM16 | KPTCL REMC | PGCIL
PGCIL SR 2 | Tejas SDH TJ1400 STM16 | KPTCL ELDC | PGCIL
PGCIL SR 2 | Tejas SDH TJ1400 STM16 | ChennaiREMC | PGCIL
PGCIL SR 2 | Tejas SDH TJ1400 STM16 SRIPERAMBDUR REMC | SRIPERAMBDUR TNEB | PGCIL
PGCIL SR 2 | Tejas SDH TJ1400 STM4 | KPTCL URTDSM | PGCIL
PGCIL SR 2 | Tejas SDH TJ1400 STM4 | KPTCL SLDC | PGCIL
PGCIL SR 2 | Tejas SDH TJ1400 STM4 | Kolar HVAC | PGCIL
PGCIL SR 2 | Tejas SDH TJ1400 STM16 | Palakkad PG | PGCIL
PGCIL SR 2 | PDH Valiant VCL-MX Palakkad PDH1 | Palakkad PG | PGCIL
PGCIL SR 2 | PDH Valiant VCL-MX Palakkad PDH2 | Palakkad PG | PGCIL
PGCIL SR 2 | Tejas SDH TJ1400 STM4 Puguluru HVDC-1 | Puguluru HVDC | PGCIL
PGCIL SR 2 | Tejas SDH TJ1400 STM2 Puguluru HVDC-1 | Puguluru HVDC | PGCIL
PGCIL SR 2 | Tejas SDH TJ1400 STM16 | GIS Tuticorin | PGCIL
PGCIL SR 2 | Tejas SDH TJ1400 STM16 | GIS Tuticorin 230KV | PGCIL
PGCIL SR 2 | Tejas SDH TJ1400 STM16 | Maniyachi TNEB | PGCIL
PGCIL SR 2 | Valiant DTPC | Kalamassery KSEB | PGCIL
PGCIL SR 2 | Valiant DTPC | Chalakudi (Brahmapuram) KSEB | PGCIL
PGCIL SR 2 | Valiant DTPC | Kundara KSEB | PGCIL
PGCIL SR 2 | Valiant DTPC | Edamon KSEB | PGCIL
PGCIL SR 2 | Valiant DTPC | Pothencode KSEB | PGCIL
PGCIL SR 2 | Valiant DTPC | Shornur KSEB | PGCIL
PGCIL SR 2 | Valiant DTPC | Areakode KSEB | PGCIL
PGCIL SR 2 | Valiant DTPC | Thrissur | PGCIL
PGCIL SR 2 | Valiant DTPC | Mysore | PGCIL
PGCIL SR 2 | Valiant DTPC | Hassan | PGCIL
PGCIL SR 2 | Valiant DTPC | Davangere KPTCL | PGCIL
PGCIL SR 2 | Valiant DTPC | Kolar | PGCIL
PGCIL SR 2 | Valiant DTPC | Myvadi TNEB | PGCIL
PGCIL SR 2 | Valiant DTPC | Alamathy TNEB | PGCIL
PGCIL SR 2 | Valiant DTPC | Cuddalore TNEB | PGCIL
PGCIL SR 2 | Valiant DTPC | Ingur TNEB | PGCIL
PGCIL SR 2 | Valiant DTPC | Salem | PGCIL
APTRANSCO | SDH , (TEJAs N/Ws, TJ1400) | APSLDC, Vijayawada | APTRANSCO
APTRANSCO | SDH (REMC), ( TEJAs N/Ws, TJ1400) | APSLDC, Vijayawada | APTRANSCO
APTRANSCO | EPABX, (Alcatel - Lucent, ) | APSLDC, Vijayawada | APTRANSCO
APTRANSCO | Charger, (DUBAS , 48V/50A (1+1)) | APSLDC, Vijayawada | APTRANSCO
APTRANSCO | Battery, (EXIDE , 250AH (1+1)) | APSLDC, Vijayawada | APTRANSCO
APTRANSCO | SDH , (TEJAs N/Ws, TJ1400) | Nunna220KVSS | APTRANSCO
APTRANSCO | SDH (REMC), (TEJAs N/Ws, TJ1400) | Nunna220KVSS | APTRANSCO
APTRANSCO | PLCC, (Puncom , Pl-9500) | Nunna220KVSS | APTRANSCO
APTRANSCO | Charger, (M/s Amara Raja, 48V/100A (1+1)) | Nunna220KVSS | APTRANSCO
APTRANSCO | Battery, (EXIDE , 250AH (1+1)) | Nunna220KVSS | APTRANSCO
APTRANSCO | SDH, (TEJAs N/Ws, TJ1400) | VTPS | APTRANSCO
APTRANSCO | Charger, (AMAR RAJA / DUBAS, 48V/100A (1+1)) | VTPS | APTRANSCO
APTRANSCO | Battery, (AMAR RAJA/EXIDE, 48V/400AH) | VTPS | APTRANSCO
APTRANSCO | PLCC, (ABB, ETL-41) | Chillakallu 220kV SS | APTRANSCO
APTRANSCO | Charger, (Amara raja, 100A(1+1)) | Chillakallu 220kV SS | APTRANSCO
APTRANSCO | Battery, (Amara raja, 425AH SMF) | Chillakallu 220kV SS | APTRANSCO
APTRANSCO | SDH, (TEJAs N/Ws, TJ1400) | Tallapalli220KVSS | APTRANSCO
APTRANSCO | PDH , (Valiant , -) | Tallapalli220KVSS | APTRANSCO
APTRANSCO | PLCC , (Puncom , PL-9500) | Tallapalli220KVSS | APTRANSCO
APTRANSCO | EPAX(Exp), (BPL , Sigma indx-250) | Tallapalli220KVSS | APTRANSCO
APTRANSCO | EPAX(Blk), (BPL , Sigma indx-150) | Tallapalli220KVSS | APTRANSCO
APTRANSCO | Charger, (DUBAS , 48V/50A (1+1)) | Tallapalli220KVSS | APTRANSCO
APTRANSCO | Battery, (HBL , 48V/400AH) | Tallapalli220KVSS | APTRANSCO
APTRANSCO | SDH, (TEJAs N/Ws, TJ1400) | Sattenapalli400KVSS | APTRANSCO
APTRANSCO | SDH &PDH, (Alstom , STM-4) | Sattenapalli400KVSS | APTRANSCO
APTRANSCO | EPAX(Exp), (Matrix , Eternity ) | Sattenapalli400KVSS | APTRANSCO
APTRANSCO | EPAX(Blk), (Matrix , Eternity ) | Sattenapalli400KVSS | APTRANSCO
APTRANSCO | DPLC, (ABB, ETL-600) | Sattenapalli400KVSS | APTRANSCO
APTRANSCO | Charger, (M/s Amara Raja, 48V/100A (1+1)) | Sattenapalli400KVSS | APTRANSCO
APTRANSCO | Battery, (AMAR RAJA, 48V/450AH) | Sattenapalli400KVSS | APTRANSCO
APTRANSCO | PLCC, ( Puncom , PL9500 ) | Tangeda 132kvss | APTRANSCO
APTRANSCO | EPAX(Blk), (BPL , Sigma Indx-150) | Tangeda 132kvss | APTRANSCO
APTRANSCO | Charger , (Amararaja 35A, (1+1) ) | Tangeda 132kvss | APTRANSCO
APTRANSCO | Battery , (Amararaja 200AH , (1+0)) | Tangeda 132kvss | APTRANSCO
APTRANSCO | PLCC , (ABB , ETL-42) | N'Sagar RCPH, | APTRANSCO
APTRANSCO | EPAX(Blk), (BPL , Sigma Indx-150) | N'Sagar RCPH, | APTRANSCO
APTRANSCO | Charger , (Dubas 50A, (1+1) ) | N'Sagar RCPH, | APTRANSCO
APTRANSCO | Battery , (Amararaja 200AH , (1+0)) | N'Sagar RCPH, | APTRANSCO
APTRANSCO | PLCC, (ABB, ETL-41) | 220 KV SS Sullurpet | APTRANSCO
APTRANSCO | Charger, (DUBAS , 48 V, 50 A (1+1)) | 220 KV SS Sullurpet | APTRANSCO
APTRANSCO | Battery, (Amara Raja, 48 V, 300 Ah SMF) | 220 KV SS Sullurpet | APTRANSCO
APTRANSCO | Charger, (M/s Amara Raja, 48V/100A (1+1)) | Chittoor 400KV | APTRANSCO
APTRANSCO | Battery, (AMAR RAJA, 48V/400AH) | Chittoor 400KV | APTRANSCO
APTRANSCO | SDH , (M/s ABB, FOX 615) | 400KVSS Kamavarapu Kota | APTRANSCO
APTRANSCO | PDH, (, ) | 400KVSS Kamavarapu Kota | APTRANSCO
APTRANSCO | DTPC, (M/s ABB, NSD 570) | 400KVSS Kamavarapu Kota | APTRANSCO
APTRANSCO | Charger, (M/s Amara Raja, 48V/100A (1+1)) | 400KVSS Kamavarapu Kota | APTRANSCO
APTRANSCO | Battery, (M/s Amara Raja, 425AH SMF(1+1)) | 400KVSS Kamavarapu Kota | APTRANSCO
APTRANSCO | EPAX, (M/s Karel, Intellicon DS-200 16/16) | 400KVSS Kamavarapu Kota | APTRANSCO
APTRANSCO | PLCC Terminal, (M/s Puncom, PL-9500, S/c) | 132KVSS Kamavarapu Kota | APTRANSCO
APTRANSCO | Charger, (M/s Swathi Electronics, 48V/35A(1+1)) | 132KVSS Kamavarapu Kota | APTRANSCO
APTRANSCO | Battery, (M/s HBL Ltd., 48V/200AH) | 132KVSS Kamavarapu Kota | APTRANSCO
APTRANSCO | EPAX, (M/s Karel, Intellicon DS-200 16/16) | 132KVSS Kamavarapu Kota | APTRANSCO
APTRANSCO | PLCC equipment along with Protection coupler, (ABB, ETL-41 & NSD-50) | Lower Sileru Power House | APTRANSCO
APTRANSCO | Charger, (HEE, 48 V/100A (1+1)) | Lower Sileru Power House | APTRANSCO
APTRANSCO | Battery, (Amararaja , 48V/450AH) | Lower Sileru Power House | APTRANSCO
APTRANSCO | EPABX, (BPL, Sigma Index 250 16/16) | Lower Sileru Power House | APTRANSCO
APTRANSCO | PLCC equipment along with Protection coupler, (Crompton Greaves, ---) | Lower Sileru Power House | APTRANSCO
APTRANSCO | Charger, (HEE, 48 V/100A (1+1)) | Lower Sileru Power House | APTRANSCO
APTRANSCO | Battery, (Amararaja , 48V/450AH) | Lower Sileru Power House | APTRANSCO
APTRANSCO | EPABX, (BPL, Sigma Index 250 16/16) | Lower Sileru Power House | APTRANSCO
APTRANSCO | PLCC equipment, (Puncom, PL-9500) | Upper Sileru Power House | APTRANSCO
APTRANSCO | PLCC equipment along with Protection coupler, (ABB, ETL-41 & NSD-50) | Upper Sileru Power House | APTRANSCO
APTRANSCO | Charger, (Amararaja, 48V/50A (1+1)) | Upper Sileru Power House | APTRANSCO
APTRANSCO | Battery, (Amararaja, 48V/200AH) | Upper Sileru Power House | APTRANSCO
APTRANSCO | PLCC & Protection Coupler, (ABB, ETL-41 + NSD-50) | 400 KVSS Kalapaka | APTRANSCO
APTRANSCO | PLCC & Protection Coupler, (ABB, ETL-41 + NSD-50, ETL-42) | 400 KVSS Kalapaka | APTRANSCO
APTRANSCO | Charger, (Swathi , 48 V/100A ) | 400 KVSS Kalapaka | APTRANSCO
APTRANSCO | Battery, (Amara raja, 48V/400AH) | 400 KVSS Kalapaka | APTRANSCO
APTRANSCO | EPAX, (BPL, Sigma INDX - 250) | 400 KVSS Kalapaka | APTRANSCO
APTRANSCO | SDH , (TEJAs N/Ws, TJ1400) | 132 KVSS Araku | APTRANSCO
APTRANSCO | Charger, (Amara Raja , 48V/35A) | 132 KVSS Araku | APTRANSCO
APTRANSCO | Battery, (Amara raja, 48V/200AH) | 132 KVSS Araku | APTRANSCO
APTRANSCO | EPAX, (BPL, Sigma INDX - 150) | 132 KVSS Araku | APTRANSCO
APTRANSCO | SDH, (TEJAs N/Ws, TJ1400) | Srisailam-RBPH | APTRANSCO
APTRANSCO | PLCC, (CGL , -) | Srisailam-RBPH | APTRANSCO
APTRANSCO | PLCC, (PUNCOM, PL-9500) | Srisailam-RBPH | APTRANSCO
APTRANSCO | EPABX, (BPL, Ʃ-INDX 250) | Srisailam-RBPH | APTRANSCO
APTRANSCO | Charger, (M/s Amara Raja, 48V/100A (1+1)) | Srisailam-RBPH | APTRANSCO
APTRANSCO | Battery, (AMAR RAJA , 48V/280AH) | Srisailam-RBPH | APTRANSCO
APTRANSCO | SDH, (TEJAS, TJ1400) | 400KVSS Narnoor | APTRANSCO
APTRANSCO | PDH, (ALSTOM, ) | 400KVSS Narnoor | APTRANSCO
APTRANSCO | SDH/PDH, (ABB, F0X-615) | 400KVSS Narnoor | APTRANSCO
APTRANSCO | EPABX, (BPL, SIGMA250) | 400KVSS Narnoor | APTRANSCO
APTRANSCO | PDH, (VALIANT, VCL-MX) | 400KVSS Narnoor | APTRANSCO
APTRANSCO | PLCC, (AREVA, DIP-5000) | 400KVSS Narnoor | APTRANSCO
APTRANSCO | PLCC, (ABB, ETL-41) | 400KVSS Narnoor | APTRANSCO
APTRANSCO | Charger 1, (Amararaja, 48v/100 A(1+0)) | 400KVSS Narnoor | APTRANSCO
APTRANSCO | Charger 2, (Swathi, 48V/200 A(1+1)) | 400KVSS Narnoor | APTRANSCO
APTRANSCO | Battery bank 1, (HBL, 48V/400 AH) | 400KVSS Narnoor | APTRANSCO
APTRANSCO | Battery bank 2, (HBL, 48V/250 AH) | 400KVSS Narnoor | APTRANSCO
APTRANSCO | Battery bank 3, (Amararaja, 48V/300 AH) | 400KVSS Narnoor | APTRANSCO
APTRANSCO | SDH, (TEJAs N/Ws, TJ1400) | 220 KV SOMAYAJULAPALLI | APTRANSCO
APTRANSCO | PDH, (VALIANT, VCL-MX) | 220 KV SOMAYAJULAPALLI | APTRANSCO
APTRANSCO | Protcetioncoupler(HVDC), (Areva, DIP 5000) | 220 KV SOMAYAJULAPALLI | APTRANSCO
APTRANSCO | CHARGER, (AMARARAJA, 48V/100 A(1+1)) | 220 KV SOMAYAJULAPALLI | APTRANSCO
APTRANSCO | BATTERY, (HBL, 48V/280 AH) | 220 KV SOMAYAJULAPALLI | APTRANSCO
APTRANSCO | SDH , (ABB, Fox 615) | Urvakonda 400 KV SS | APTRANSCO
APTRANSCO | Charger, (Amara raja , 48V/100A (1+1)) | Urvakonda 400 KV SS | APTRANSCO
APTRANSCO | Battery, (Amara raja , 48V/400AH VRLA) | Urvakonda 400 KV SS | APTRANSCO
APTRANSCO | PLCC, (ABB, ETL-41) | Ragulapdu 220 KV SS | APTRANSCO
APTRANSCO | Charger, (Amara raja , 35A (1+1)) | Ragulapdu 220 KV SS | APTRANSCO
APTRANSCO | Battery, (Exide , 300AH VRLA) | Ragulapdu 220 KV SS | APTRANSCO
APTRANSCO | SDH , (Tejas , TJ1400) | Anantapur 220KVSS | APTRANSCO
APTRANSCO | PDH, (Valiant, VCL-MX) | Anantapur 220KVSS | APTRANSCO
APTRANSCO | Charger, (Amara raja , 48V/100A (1+0)) | Anantapur 220KVSS | APTRANSCO
APTRANSCO | Battery, (Amara raja , 48V/400AH VRLA) | Anantapur 220KVSS | APTRANSCO
APTRANSCO | SDH , (Tejas , TJ1400) | Gooty Sw.st 220KV | APTRANSCO
APTRANSCO | PDH, (Valiant, VCL-MX) | Gooty Sw.st 220KV | APTRANSCO
APTRANSCO | PLCC, (PUNCOM9500, Single channel) | Gooty Sw.st 220KV | APTRANSCO
APTRANSCO | Charger, (Amamraraja, 48V/100A(1+0)) | Gooty Sw.st 220KV | APTRANSCO
APTRANSCO | Battery, (Amamraraja, 48V/300AH VRLA) | Gooty Sw.st 220KV | APTRANSCO
APTRANSCO | SDH, (TEJAs N/Ws, TJ1400) | RTPP | APTRANSCO
APTRANSCO | PLCC, (ABB, ETL-41) Towards 220KV SS Yerraguntla HVDC Protection (Thalcheru)& Kudamkulam | RTPP | APTRANSCO
APTRANSCO | PLCC, (ABB, ETL-41) Towards 220KV SS CK.Palli HVDC Protection(Thalcheru)& Kudamkulam | RTPP | APTRANSCO
APTRANSCO | PLCC, (Puncom, Alstom (DIP)e-terragridcom) Towards 220KV SS Pulivendula HVDC Protection (Thalcheru) | RTPP | APTRANSCO
APTRANSCO | 48V Charger-I, (Amararaja, 48V/100A(1+1)) | RTPP | APTRANSCO
APTRANSCO | 48V Charger-II, (DUBAS, 48V/100A(1+1)) | RTPP | APTRANSCO
APTRANSCO | Battery Bank, (Amararaja , 48V/430AHSMF) | RTPP | APTRANSCO
APTRANSCO | EPAX, (BPL, SigmaIndex-250) | RTPP | APTRANSCO
APTRANSCO | 48V Charger, (DUBAS, 48V/100A (1+1)) | 220KV SS Yerraguntla | APTRANSCO
APTRANSCO | Battery Bank, (Amararaja , 48vV/ 425AH SMF) | 220KV SS Yerraguntla | APTRANSCO
APTRANSCO | EPAX, (Karel, DS-200) | 220KV SS Yerraguntla | APTRANSCO
APTRANSCO | PLCC, (ABB, ETL-41) | 220KV SS Yerraguntla | APTRANSCO
APTRANSCO | PLCC, (\ABB, ETL-41) | 220 KV SS Kadapa | APTRANSCO
APTRANSCO | PLCC, (Puncom, Alstom (DIP)e-terragridcom) | 220 KV SS Kadapa | APTRANSCO
APTRANSCO | Battery bank, (Amararaja, 48V/400AH) | 221 KV SS Kadapa | APTRANSCO
APTRANSCO | Battery Charger, (Amararaja, 48V/50A (1+1)) | 222 KV SS Kadapa | APTRANSCO
APTRANSCO | EPAX, (BPL, Sigmaindex-150) | 222 KV SS Kadapa | APTRANSCO
APTRANSCO | PLCC Equipment, (ABB, ETL-41) | 132 KV SS Vontimitta | APTRANSCO
APTRANSCO | Battery bank, (HBL, 48V/200AH) | 132 KV SS Vontimitta | APTRANSCO
APTRANSCO | Battery Charger, (Swathi, 48V/35A (1+1)) | 132 KV SS Vontimitta | APTRANSCO
APTRANSCO | EPAX, (Karel, Intellicon) | 132 KV SS Vontimitta | APTRANSCO
APTRANSCO | PDH, (Valient, VL-5) | 220KVSS CKPalli | APTRANSCO
APTRANSCO | PLCC, (ABB, ETL-42) | 220KVSS CKPalli | APTRANSCO
APTRANSCO | PLCC, (ABB, ETL-41) | 220KVSS CKPalli | APTRANSCO
APTRANSCO | PLCC, (PUNCOM, PLC-500) | 220KVSS CKPalli | APTRANSCO
APTRANSCO | Batery charger, (DUBAS 100A(1+1), DFCBC+SWC) | 220KVSS CKPalli | APTRANSCO
APTRANSCO | Battery set, (DUBAS 400AH (1+1), SMF) | 220KVSS CKPalli | APTRANSCO
APTRANSCO | EPAX, (BPL, Sigma Index-150- 2 No.) | 220KVSS CKPalli | APTRANSCO
APTRANSCO | SDH, (Tejas STM-16 N/W, TJ-1400) | ALDC, CKPalli | APTRANSCO
APTRANSCO | Battery charger, (Amararaja , 48V/35A(1+1)-2Nos) | ALDC, CKPalli | APTRANSCO
APTRANSCO | Battery Set, (Amararaja 300AH, 48V/300AH - 2 sets) | ALDC, CKPalli | APTRANSCO
APTRANSCO | PLCC, (ABB, ETI) Thiruvalam Protection 1 | 400KVSS Chittoor | APTRANSCO
APTRANSCO | PLCC, (ABB, ETI) Thiruvalam Protection 2 | 400KVSS Chittoor | APTRANSCO
APTRANSCO | PLCC, (ABB, ETI) Chennai Protection 1 | 400KVSS Chittoor | APTRANSCO
APTRANSCO | PLCC, (ABB, ETL) Chennai Protection 2 | 400KVSS Chittoor | APTRANSCO
APTRANSCO | SDH, (TEJAS, TJ1400) | 400KVSS Chittoor | APTRANSCO
APTRANSCO | PDH, (VCL, VCL-6) | 400KVSS Chittoor | APTRANSCO
APTRANSCO | PLCC, (PUNCOM, PL-9500) - 400 kV CK Palli Protection 1 | 400KVSS Chittoor | APTRANSCO
APTRANSCO | PLCC, (PUNCOM, PL-9500) - 400 kV CK Palli Protection 2 | 400KVSS Chittoor | APTRANSCO
APTRANSCO | Charger, (Amaraja, 48v/200A(1+1)) | 400KVSS Chittoor | APTRANSCO
APTRANSCO | Batter Bank, (Amaraja, 48V/'400AH) | 400KVSS Chittoor | APTRANSCO
APTRANSCO | EPAX, (MATRIX, ETERNITY) | 400KVSS Chittoor | APTRANSCO
APTRANSCO | PLCC, (CGL, ) Thiruvalam Protection | 220 KVSS Chittoor | APTRANSCO
APTRANSCO | Charger, (Amaraja, 48V/50A(1+0)) | 220 KVSS Chittoor | APTRANSCO
APTRANSCO | Batter Bank, (Amaraja, 48V/'250AH) | 220 KVSS Chittoor | APTRANSCO
APTRANSCO | EPAX, (BPL, Sigma Index-250) | 220 KVSS Chittoor | APTRANSCO
APTRANSCO | PLCC, (ABB, ETL42) Kalikiri 220kvss-Ckpalli 220KVSS Kudamkulam SPS protection | 220KVSS Kalikiri | APTRANSCO
APTRANSCO | PLCC, (PUNCOM, PL-9500) Kalikiri 220kvss-Madanapalli HVDC SPS protection | 220KVSS Kalikiri | APTRANSCO
APTRANSCO | Charger, (Amaraja, 48V/50A(1+0)) | 220KVSS Kalikiri | APTRANSCO
APTRANSCO | Batter Bank, (HBL, 48V/'280AH) | 220KVSS Kalikiri | APTRANSCO
APTRANSCO | PLCC, (PUNCOM, PL-9500) Madanapalli HVDC SPS protection | 220KVSS Madanapalli | APTRANSCO
APTRANSCO | Batter Bank, (Amaraja, 48V/'300AH) | 220KVSS Madanapalli | APTRANSCO
APTRANSCO | Charger, (Amaraja, 48V/50A(1+1)) | 220KVSS Madanapalli | APTRANSCO
KPTCL | VSAT, Gilat, SkyEdge, Data modem, RFT, LNBC & Antena (Voice & SCADA) | Ambewadi 220 kV | KPTCL
KPTCL | VSAT, Gilat, SkyEdge, Data modem, RFT, LNBC & Antena (Voice & SCADA) | RTPS 400 kV | KPTCL
KPTCL | VSAT, Gilat, SkyEdge, Data modem, RFT, LNBC & Antena (Voice & SCADA) | Sedam 220 kV | KPTCL
KPTCL | VSAT, Gilat, SkyEdge, Data modem, RFT, LNBC & Antena (Voice & SCADA) | Alipur 220 kV | KPTCL
KPTCL | VSAT, Gilat, SkyEdge, Data modem, RFT, LNBC & Antena (Voice & SCADA) | Kadakola 220 kV | KPTCL
KPTCL | VSAT, Gilat, SkyEdge, Data modem, RFT, LNBC & Antena (Voice & SCADA) | Yerandanahalli 220 kV | KPTCL
KPTCL | VSAT, Gilat, SkyEdge, Data modem, RFT, LNBC & Antena (Voice & SCADA) | Konaje 110 kV | KPTCL
KPTCL | VSAT, Gilat, SkyEdge, Data modem, RFT, LNBC & Antena (Voice & SCADA) | Kolar 220 kV (KPTCL) | KPTCL
KPTCL | VSAT, Gilat, SkyEdge, Data modem, RFT, LNBC & Antena (Voice & SCADA) | Chinthamani 220 kV (KPTCL) | KPTCL
KPTCL | VSAT, Gilat, SkyEdge, Data modem, RFT, LNBC & Antena (Voice & SCADA) | Somanahalli 220 kV (KPTCL) | KPTCL
KPTCL | VSAT, Gilat, SkyEdge, Data modem, RFT, LNBC & Antena (Voice & SCADA) | Hoody 400 kV (KPTCL) | KPTCL
KPTCL | VSAT, Gilat, SkyEdge, Data modem, RFT, LNBC & Antena (Voice & SCADA) | Nelamangala 400 kV (KPTCL) | KPTCL
KPTCL | VSAT, Gilat, SkyEdge, Data modem, RFT, LNBC & Antena (Voice & SCADA) | Bidadi 220 kV (KPTCL) | KPTCL
KPTCL | VSAT, Gilat, SkyEdge, Data modem, RFT, LNBC & Antena (Voice & SCADA) | Narendra 220 kV (KPTCL) | KPTCL
KPTCL | VSAT, Gilat, SkyEdge, Data modem, RFT, LNBC & Antena (Voice & SCADA) | Yelahanka 220 kV (KPTCL) | KPTCL
KPTCL | VSAT, Gilat, SkyEdge, Data modem, RFT, LNBC & Antena (Voice & SCADA) | Antharasanahalli 220 kV | KPTCL
KPTCL | VSAT, Gilat, SkyEdge, Data modem, RFT, LNBC & Antena (Voice & SCADA) | Madugiri 220 kV | KPTCL
KPTCL | VSAT, Gilat, SkyEdge, Data modem, RFT, LNBC & Antena (Voice & SCADA) | BPS 400 kV (KPTCL) | KPTCL
KPTCL | VSAT, Gilat, SkyEdge, Data modem, RFT, LNBC & Antena (Voice & SCADA) | Yarnal 220 kV (G M NAVARA) | KPTCL
KPTCL | VSAT, Gilat, SkyEdge, Data modem, RFT, LNBC & Antena (Voice & SCADA) | Kadra G S | KPTCL
KPTCL | VSAT, Gilat, SkyEdge, Data modem, RFT, LNBC & Antena (Voice & SCADA) | Kodasalli G S | KPTCL
KPTCL | VSAT, Gilat, SkyEdge, Data modem, RFT, LNBC & Antena (Voice & SCADA) | Guttur 400 kV (KPTCL) | KPTCL
KPTCL | KKNPP SPS 1 / DTPC, ABB, NSD 70, Card-2, B Command (4th Command) | Nelamangala 400 kV | KPTCL
KPTCL | KKNPP SPS 1 / PLCC, ABB, NSD 50, 4C PC, C Command | Anchepalya 220 kV | KPTCL
KPTCL | KKNPP SPS 1 / PLCC, ABB, NSD 50, 2C PC, B Command | Nittur 220 kV | KPTCL
KPTCL | KKNPP SPS 1 / PLCC, ABB, NSD 50, 2C PC, D Command | KB Cross 220 kV | KPTCL
KPTCL | KKNPP SPS 1 / PLCC, ABB, NSD 50, 2C PC, D Command | Antharasanahalli 220 kV | KPTCL
KPTCL | KKNPP SPS 1 / PLCC, ABB, NSD 50, 4C PC, C Command | DB Pura 220 kV | KPTCL
KPTCL | KKNPP SPS 1 / PLCC, ABB, NSD 50, 4C PC, D Command | Gowribidanur 220 kV | KPTCL
KPTCL | KKNPP SPS 2 / DTPC, Valient, VCL-TP, 8C PC, Code 1 | Guttur 400 kV (KPTCL) | KPTCL
KPTCL | KKNPP SPS 2 / PLCC, ABB, NSD 50, 2C PC, B Command | Davanagere 220 kV | KPTCL
KPTCL | KKNPP SPS 2 / PLCC, ABB, NSD 50, 2C PC, B Command | Honnali 220 kV | KPTCL
KPTCL | KKNPP SPS 2 / DTPC, Valient, VCL-TP, 8C PC, Code 1 | Shantigrama 220 kV | KPTCL
KPTCL | KKNPP SPS 2 / PLCC, ABB, NSD 50, 2C PC, B Command | Hassan 220 kV | KPTCL
KPTCL | KKNPP SPS 2 / PLCC, ABB, NSD 50, 2C PC, B Command | MRS Shimoga 220 kV | KPTCL
KPTCL | KKNPP SPS 2 / PLCC, ABB, NSD 50, 2C PC, B Command | Kadur 220 kV | KPTCL
KPTCL | KKNPP SPS 2 / PLCC, ABB, NSD 50, 2C PC, B Command | Chickmagalur 220 kV | KPTCL
KPTCL | KKNPP SPS 2 / PLCC, ABB, NSD 50, 2C PC, B Command | Arasikere 220 kV | KPTCL
KPTCL | Raichur - Sholapur SPS 2 / DTPC, Valient, VCL-TP, 8C PC Code 1 | Bastipura 400 kV | KPTCL
KPTCL | Raichur - Sholapur SPS 2 / PLCC, ABB, NSD 50, 4C PC, C Command | Hootagalli 220 kV | KPTCL
KPTCL | Raichur - Sholapur SPS 2 / PLCC, ABB, NSD 50, 2C PC, B Command | Tubinakere 220 kV | KPTCL
KPTCL | Raichur - Sholapur SPS 2 / PLCC, ABB, NSD 50, 2C PC, B Command | KR Pete 220 kV | KPTCL
KPTCL | Raichur - Sholapur SPS 2 / PLCC, ABB, NSD 50, 2C PC, B Command | CR Patna 220 kV | KPTCL
KPTCL | Raichur - Sholapur SPS 3 / DTPC, Valient, VCL-TP, 8C PC Code 2 | Bastipura 400 kV | KPTCL
KPTCL | Raichur - Sholapur SPS 3 / PLCC, ABB, NSD 50, 4C PC, D Command | Hootagalli 220 kV | KPTCL
KPTCL | Raichur - Sholapur SPS 3 / PLCC, ABB, NSD 50, 2C PC, B Command | Vajamangala 220 kV | KPTCL
KPTCL | Raichur - Sholapur SPS 3 / PLCC, ABB, NSD 50, 2C PC, B Command | TK Halli 220 kV | KPTCL
KPTCL | Raichur - Sholapur SPS 3 / PLCC, ABB, NSD 50, 4C PC, C Command | Kadakola 220 kV | KPTCL
KPTCL | Raichur - Sholapur SPS 3 / PLCC, ABB, NSD 50, 4C PC, C Command | Chamarajanagara 220 kV | KPTCL
KPTCL | Raichur - Sholapur SPS 3 / PLCC, ABB, NSD 50, 2C PC, B Command | Gopalapura 220 kV | KPTCL
KPTCL | Raichur - Sholapur SPS 3 / PLCC, ABB, NSD 50, 2C PC, B Command | HN Pura 220 kV | KPTCL
KPTCL | Talcher - Kolar SPS 2 / DTPC | 400kV Kolar PGCIL | KPTCL
KPTCL | Talcher - Kolar SPS 2 / DTPC, Areva, DIP 5000 | 400kV Somanahalli | KPTCL
KPTCL | Talcher - Kolar SPS 2 / PLCC, BPL, 9505 | 400kV Hoody | KPTCL
KSEBL | SDH TJ1400 | Thiruvananthapuram | KSEBL
KSEBL | SDH TJ1400 | Pothencode | KSEBL
KSEBL | SDH TJ1400 | Edamon | KSEBL
KSEBL | SDH TJ1400 | Kundara | KSEBL
KSEBL | SDH TJ1400 | Edappon | KSEBL
KSEBL | SDH TJ1400 | Pallom | KSEBL
KSEBL | SDH TJ1400 | Ambalamughal | KSEBL
KSEBL | SDH TJ1400 | Brahmapuram | KSEBL
KSEBL | SDH TJ1400 | Kalamassery | KSEBL
KSEBL | SDH TJ1400 | Chalakudy | KSEBL
KSEBL | SDH TJ1400 | Madakkathara | KSEBL
KSEBL | SDH TJ1400 | Arekode | KSEBL
KSEBL | SDH TJ1400 | Orkkattery | KSEBL
KSEBL | SDH TJ1400 | Kanhirode | KSEBL
KSEBL | SDH, ECI, NPT-10.30, (Configured for VCL Protection coupler (E1) between Shornur & Salem) | Shornur | KSEBL
KSEBL | PDH, Valiant, VCL MX-6, (Configured for ABB NSD70 (64kbps) Protection Coupler Protection Coupler between Pallom & Kolar) | Edappon | KSEBL
KSEBL | PDH, Valiant, VCL MX-6, (Configured for ABB NSD70 (64kbps) Protection Coupler Protection Coupler between Edappon & Kolar) | Pallom | KSEBL
KSEBL | PDH, Valiant, VCL MX-6, (Configured for ABB NSD70 (64kbps) Protection Coupler Protection Coupler between Madakkathara & Kolar) | Madakkathara | KSEBL
KSEBL | PDH, Valiant, VCL MX-6, (Configured for ABB NSD70 (64kbps) Protection Coupler Protection Coupler between Kanhirode & Kolar) | Kanhirode | KSEBL
TANTRANSCO | SDH, Make:ABB , Model:FOX 615 | ALAMATHY 400 kV SS | TANTRANSCO / PGCIL
TANTRANSCO | SDH and PDH, Make:Thejas (PGCIL Link) | ALAMATHY 400 kV SS | PGCIL
TANTRANSCO | DTPC , Make:Valient , Model:VCL-TP | ALAMATHY 400 kV SS | PGCIL
TANTRANSCO | PLCC WITH PROTECTION COUPLER, Make:ABB/BPL, Model:ETL41/ETL 5 /9505 V3 | ALAMATHY 400 kV SS | TANTRANSCO
TANTRANSCO | EPAX(Exp), Make:BPL, Model:Sigma indx-250 | ALAMATHY 400 kV SS | TANTRANSCO
TANTRANSCO | Charger, Make:CHHABI, Model:48V/100A (2+1) | ALAMATHY 400 kV SS | TANTRANSCO
TANTRANSCO | Battery, Make:AMARAJA and EXIDE, Model:48V/600AH(1+1) | ALAMATHY 400 kV SS | TANTRANSCO
TANTRANSCO | SDH, Make:Tejas Networks, Model:TJ1400 (Ports connectivity to PGCIL) | Alundur 230 kV SS | PGCIL
TANTRANSCO | PDH, Make:Valient , Model:VCL-MX | Alundur 230 kV SS | TANTRANSCO
TANTRANSCO | PLCC - 2 LINKS, Make:CGL & ZIV/, Model:OPL 1T (Pudukottai Links) | Alundur 230 kV SS | TANTRANSCO
TANTRANSCO | PLCC, Make:CGL, Model:OPL 1T (Thanjavur Link) | Alundur 230 kV SS | TANTRANSCO
TANTRANSCO | PLCC, CGL, OPL 1T, THANJAVUR II Link | Alundur 230 kV SS | TANTRANSCO
TANTRANSCO | PLCC, CGL, OPL 1T, PARAMATHI PGCIL LINK | Alundur 230 kV SS | TANTRANSCO
TANTRANSCO | SDH Cum PDH, ABB, Fox 615, | Arasur 230 kV SS | TANTRANSCO
TANTRANSCO | PROTECTION COUPLER, ABB, NSD570, RS2 RS3(TDLR GC KARAMADAI II) | Arasur 230 kV SS | TANTRANSCO
TANTRANSCO | EPABX, Sigma Index-250, , | Arasur 230 kV SS | TANTRANSCO
TANTRANSCO | PROTECTION COUPLER, ALSTOM, DIP 5000, RS2 ,RS3 SPS FROM KOLAR | Arasur 230 kV SS | TANTRANSCO
TANTRANSCO | PROTECTION COUPLER, ABB, NSD570, RS2 SPS TO GOBI2 | Arasur 230 kV SS | TANTRANSCO
TANTRANSCO | PLCC, CG, , VOICE & RS3 SPS 110KV GOBI TRIPS | Arasur 230 kV SS | TANTRANSCO
TANTRANSCO | PLCC, BPL, 9505-V3, Protection | Arasur 230 kV SS | TANTRANSCO
TANTRANSCO | PLCC, CG, , VOICE & PROTECTION | Arasur 230 kV SS | TANTRANSCO
TANTRANSCO | PROTECTION COUPLER, ABB, NSD570, ICT OVERLOAD SPS(SOMANUR,PALLADAM,KARAVALUR1) | Arasur 230 kV SS | TANTRANSCO
TANTRANSCO | Charger, POWER Aids/SJS/JPR, 48V/80A(1+1+1), | Arasur 230 kV SS | TANTRANSCO
TANTRANSCO | Battery, EXIDE, 400AH(1+1), | Arasur 230 kV SS | TANTRANSCO
TANTRANSCO | PROTECTION COUPLER, ABB, NSD570, ICT OVERLOAD SPS(SOMANUR,PALLADAM,KARAVALUR1) | Arasur 400 kV SS | TANTRANSCO
TANTRANSCO | PROTECTION COUPLER, ABB, NSD570, PROTECTION | Arasur 400 kV SS | TANTRANSCO
TANTRANSCO | SDH Cum PDH, ABB, FOX 615, Voice & Protection | Arasur 400 kV SS | TANTRANSCO
TANTRANSCO | PLCC, Alstom, eterragrid, Voice & Protection | Arasur 400 kV SS | TANTRANSCO
TANTRANSCO | PLCC, ZIV, , Voice & Protection | Arasur 400 kV SS | TANTRANSCO
TANTRANSCO | PLCC, ABB, ETL-41, Protection | Arasur 400 kV SS | TANTRANSCO
TANTRANSCO | PLCC, BPL, 9505-V3, VOICE& PROTECTION | Arasur 400 kV SS | TANTRANSCO
TANTRANSCO | PLCC, ABB, ETL41, TK3 SPS signal from Gobi 230KV SS | Anthiyur 230 kV SS | TANTRANSCO
TANTRANSCO | PLCC, Crompton Greaves, OPL-1T, RS2 SPS signal from Gobi 230KV SS | Anthiyur 230 kV SS | TANTRANSCO
TANTRANSCO | Battery charger-1, M/s.DUBAS, 48V DC/80Amps, SPS Signal , Voice & Data communication | Anthiyur 230 kV SS | TANTRANSCO
TANTRANSCO | Battery charger-2, M/s.DUBAS, 48V DC/80Amps, | Anthiyur 230 kV SS | TANTRANSCO
TANTRANSCO | Battery, Sharana, 48V/400AH, | Anthiyur 230 kV SS | TANTRANSCO
TANTRANSCO | PLCC WITH PROTECTION COUPLER, ZLV, ZIV, VOICE,DATA, PROTECTION | ARANI 230 kV SS | TANTRANSCO
TANTRANSCO | PLCC WITH PROTECTION COUPLER, ZLV, ZIV, VOICE,PROTECTION | ARANI 230 kV SS | TANTRANSCO
TANTRANSCO | PLCC WITH PROTECTION COUPLER, BPL , 9505 V3 TWIN CHANNEL , VOICE, PROTECTION | ARANI 230 kV SS | TANTRANSCO
TANTRANSCO | PLCC WITH PROTECTION COUPLER, ALSTOM, TERRAGRIDCOM DIP 5000, VOICE,PROTECTION | ARANI 230 kV SS | TANTRANSCO
TANTRANSCO | EPAX, BPL , MDX 50, Voice | ARANI 230 kV SS | TANTRANSCO
TANTRANSCO | Charger, POWER AIDS , 48V/80A (1+1), | ARANI 230 kV SS | TANTRANSCO
TANTRANSCO | Battery, EXIDE, 48V/400AH(1+1), | ARANI 230 kV SS | TANTRANSCO
TANTRANSCO | PLCC WITH PROTECTION COUPLER, ZLV, OPL 1T, KK2 SPS Trip at Neyvely 230 SS - 110 Aduthurai Load relief. | CUDDALORE 230 kV SS | TANTRANSCO
TANTRANSCO | SDH, M/s.Tejas Network, TJ1400, Erode DCPC , MCC/BCC Remote Console, Gobi LT billing , Video conference , Tejas Client NMS , DREL Client server, Ingur Intranet , Remote console Extension to kundha PH-2 , Ingur 230KV SS DTPC E1 (pass Through) , URTDSM (Pass Through) , Bangalore Video conference(Pass Through) , Chennai-Bangalore ICCP Protection , Madurai Video conference protection , Bangalore Tejas EOS protection , Kayathar DCPC protection | Erode Sub- LDC | TANTRANSCO
TANTRANSCO | PDH, M/s.valiant, VCLMX6(1+1), SPS Pass Through ,Voice communication to PHs ,400/230/110KV SS of Sub-LDC/Erode Jurisdiction & Data Links to Erode DCPC | Erode Sub- LDC | TANTRANSCO
TANTRANSCO | EPAX, BPL, MDX50, Voice communication to PHs ,400/230/110KV SS of Sub-LDC/Erode Jurisdiction | Erode Sub- LDC | TANTRANSCO
TANTRANSCO | EPAX, BPL, Sigma Index, | Erode Sub- LDC | TANTRANSCO
TANTRANSCO | EPAX, COREL Telecom, IRIS lite, Express communication to Kundha1, 2 , PUSHEP , Aliyar PH , Kadamparai PH , LMHEP4 , Arasur 230, Myvadi 230 , Singarapet 230 KV SS | Erode Sub- LDC | TANTRANSCO
TANTRANSCO | Battery charger-1, M/s.SJS Power Controls Ltd, 48V DC/80Amps, MCC/BCC Remote console , Voice , Data , Video conference , Pass Through Data/Voice | Erode Sub- LDC | TANTRANSCO
TANTRANSCO | Battery charger-2, M/s.Power Aids, 48V DC/80Amps, | Erode Sub- LDC | TANTRANSCO
TANTRANSCO | Battery, Exide, 400AH, | Erode Sub- LDC | TANTRANSCO
TANTRANSCO | Battery, Sharana, 400AH, | Erode Sub- LDC | TANTRANSCO
TANTRANSCO | PLCC, ABB , ETI-41, KALPAKKAM | 230 kV ECHUR SS | TANTRANSCO
TANTRANSCO | PLCC, ALSTOM, PLCC, ARNI | 230 kV ECHUR SS | TANTRANSCO
TANTRANSCO | EPAX, MATRIX, KALPAKKAM,ARNI,CHENNAI. | 230 kV ECHUR SS | TANTRANSCO
TANTRANSCO | BATTERY, EXIDE, EXIDE, (For DC Supply) | 230 kV ECHUR SS | TANTRANSCO
TANTRANSCO | CHARGER, STATCOM, 80 AMPS, (For DC Supply) | 230 kV ECHUR SS | TANTRANSCO
TANTRANSCO | PLCC, ABB, ETL 41, Inter state carrier inter trip | Gummidipoondi 230 kV SS | TANTRANSCO
TANTRANSCO | Charger 1, SJS , 48 V/ 80 A, DC 1 | Gummidipoondi 230 kV SS | TANTRANSCO
TANTRANSCO | Charger 2, D&P, 48 V/ 80 A, DC 2 | Gummidipoondi 230 kV SS | TANTRANSCO
TANTRANSCO | SDH, COMTEL, , RS2 SPS Protection trip Signal | Gobi 230 kV SS | TANTRANSCO
TANTRANSCO | PLCC, ABB, ETL41, TK3 SPS signal from Pallakapalaymam , RS2 SPS signal to Pallakapalayam | Gobi 230 kV SS | TANTRANSCO
TANTRANSCO | PLCC, ABB, ETL41, TK3 SPS signal to Anthiyur 230KV SS | Gobi 230 kV SS | TANTRANSCO
TANTRANSCO | PLCC, Crompton Greaves, OPL-1T, RS2 SPS signal to Anthiyur 230KV SS | Gobi 230 kV SS | TANTRANSCO
TANTRANSCO | Battery charger-1, M/s.Power Aids, 48V DC/80Amps, SPS Signal , Voice & Data communication | Gobi 230 kV SS | TANTRANSCO
TANTRANSCO | Battery, Exide, 48V/400AH, | Gobi 230 kV SS | TANTRANSCO
TANTRANSCO | Battery, Exide, 48V/400AH, | Gobi 230 kV SS | TANTRANSCO
TANTRANSCO | OLTE (SDH), ABB , FOX615, TK1-To Trip 110 KV Hosur#: TK2-33KV GC | Gurubarapalli 230 kV SS | TANTRANSCO
TANTRANSCO | Prot coupler, ABB , NSD570, | Gurubarapalli 230 kV SS | TANTRANSCO
TANTRANSCO | Charger , SJS power controls pvt ltd, 48V/80A -1 No, | Gurubarapalli 230 kV SS | TANTRANSCO
TANTRANSCO | Battery , EXIDE , 48V/400AH-1 set, | Gurubarapalli 230 kV SS | TANTRANSCO
TANTRANSCO | SDH, M/s.Tejas Network, TJ1400, Ingur DREL , Ingur DTPC , Thingalore SPS , Intranet | Ingur 230 kV SS | TANTRANSCO
TANTRANSCO | PLCC, ABB, ETL41, TK1 SPS protection trip to Thingalore 230KV SS | Ingur 230 kV SS | TANTRANSCO
TANTRANSCO | Battery charger-1, M/s.Design & Protocol, 48V DC/80Amps, Ingur DREL , Ingur DTPC , Thingalore SPS , Intranet , Voice & data communication | Ingur 230 kV SS | TANTRANSCO
TANTRANSCO | Battery charger-2, M/s.Power Aids, 48V DC/80Amps, | Ingur 230 kV SS | TANTRANSCO
TANTRANSCO | Battery, Exide, 48V/400AH, | Ingur 230 kV SS | TANTRANSCO
TANTRANSCO | SDH, ABB, FOX615, Trichy | Jambunathapuram 230 kV SS | TANTRANSCO
TANTRANSCO | SDH, ABB, FOX615 , Perambalur | Jambunathapuram 230 kV SS | TANTRANSCO
TANTRANSCO | SDH, M/S.TEJAS, TJ1400, Karaikudi230 - Karaikudi PGCIL - OFC Link | 230 kV KARAIKUDI SS | TANTRANSCO
TANTRANSCO | Charger, ELTEK, TM, TK2 SPS Link | 230 kV KARAIKUDI SS | TANTRANSCO
TANTRANSCO | Battery Bank, HBL, VRLA, | 230 kV KARAIKUDI SS | TANTRANSCO
TANTRANSCO | DTPC, M/s.AREVA, DIP 5000, TK2 SPS Link | 230 kV KARAIKUDI SS | TANTRANSCO
TANTRANSCO | SDH, Optical E1, , | Karavallur 230 kV SS | TANTRANSCO
TANTRANSCO | PDH, ABB, FOX 515 (Mux), | Karavallur 230 kV SS | TANTRANSCO
TANTRANSCO | PLCC, ABB , ETL-41, VOICE & Protection & SPS RS2,RS3 ARSUR1,ARASUR2 | Karavallur 230 kV SS | TANTRANSCO
TANTRANSCO | PLCC, ABB , ETL-41, VOICE & Protection | Karavallur 230 kV SS | TANTRANSCO
TANTRANSCO | EPABX, MATRIX, , | Karavallur 230 kV SS | TANTRANSCO
TANTRANSCO | Charger, Automatic Float Cum Boost Charger, 48V/80A(1+1), | Karavallur 230 kV SS | TANTRANSCO
TANTRANSCO | Battery, EXIDE, 250AH (1+1), | Karavallur 230 kV SS | TANTRANSCO
TANTRANSCO | OLTE, ABB, FOX 615, Direct and permissive trips of 400kV Karamadai- PGCIL Arasur # 1 & 2 | Karamadai 400/230/110 kV SS | TANTRANSCO
TANTRANSCO | PLCC, BPL Telecom, 9505 V3, SPS trip( RS2) of 110kV Arasur and Thudiyalur feeders | Karamadai 400/230/110 kV SS | TANTRANSCO
TANTRANSCO | PLCC, Crompton Greaves Ltd, OPL-1T, SPS trip( RS3) of 110kV Gobi feeder | Karamadai 400/230/110 kV SS | TANTRANSCO
TANTRANSCO | EPABX, Matrix, Eternity, Voice | Karamadai 400/230/110 kV SS | TANTRANSCO
TANTRANSCO | Charger-I ( 400 kv side), Cloride, 48V/120A (1+1+1), FOX 615, NSD570,NSK 5 modem -3No's. | Karamadai 400/230/110 kV SS | TANTRANSCO
TANTRANSCO | Charger- II ( 230kv side), DUBAS , 48V/80A (1+1), PLCC-10No's,Matrix Epax,Protection Coupler | Karamadai 400/230/110 kV SS | TANTRANSCO
TANTRANSCO | Battery- I ( 400 kv side), EXIDE , 600AH (1+1), | Karamadai 400/230/110 kV SS | TANTRANSCO
TANTRANSCO | Battery - II ( 230kv side), EXIDE , 400AH (1+1), | Karamadai 400/230/110 kV SS | TANTRANSCO
TANTRANSCO | SDH, M/s.ABB, FOX615, TK2 SPS Protection trip Signal | Kurukkathy 230 kV SS | TANTRANSCO
TANTRANSCO | Battery charger-1, M/s.CHLORIDE, 48V DC/80Amps, SPS Signal , Voice & Data communication | Kurukkathy 230 kV SS | TANTRANSCO
TANTRANSCO | Battery charger-2, M/s.CHLORIDE, 48V DC/80Amps, | Kurukkathy 230 kV SS | TANTRANSCO
TANTRANSCO | Battery, Exide, 48V/250AH, | Kurukkathy 230 kV SS | TANTRANSCO
TANTRANSCO | Battery, Exide, 48V/250AH, | Kurukkathy 230 kV SS | TANTRANSCO
TANTRANSCO | SDH WITH DROP INSERT MUX, M/S.ABB, FOX 615, Madurai- Trichy OFC Link | 230 kV MADURAI SS [PASUMALAI] | TANTRANSCO
TANTRANSCO | DTPC, M/s.AREVA, DIP 5000, TK2 SPS Link, Port 1 | 230 kV MADURAI SS [PASUMALAI] | TANTRANSCO
TANTRANSCO | DTPC, M/s.AREVA, DIP 5000, RS 1 SPS Link, Port 3 | 230 kV MADURAI SS [PASUMALAI] | TANTRANSCO
TANTRANSCO | SDH , M/S.TEJAS, TJ1400, Madurai- Checkkanoorani - OFC Link | 230 kV MADURAI SS [PASUMALAI] | TANTRANSCO
TANTRANSCO | SDH, ZTE -UNITRANS, ZXMPS385-STM-16 ADM, NRLDC,DELHI-BCC,MADURAI - ULDC ICCP LINK | 230 kV MADURAI SS [PASUMALAI] | TANTRANSCO
TANTRANSCO | Charger, Power Aids , 3 PH , Madurai - Chennai ULDC & REMC ICCP Data Links, VC from Bengaluru & Voice Channel | 230 kV MADURAI SS [PASUMALAI] | TANTRANSCO
TANTRANSCO | Battery Bank, EXIDE, OPzS 400P - 5TBS 400, | 230 kV MADURAI SS [PASUMALAI] | TANTRANSCO
TANTRANSCO | Charger, ELTEK, TM, Madurai - Bengaluru ULDC & REMC ICCP Data & VC Links from Bengaluru | 230 kV MADURAI SS [PASUMALAI] | TANTRANSCO
TANTRANSCO | Battery Bank, HBL, VRLA, | 230 kV MADURAI SS [PASUMALAI] | TANTRANSCO
TANTRANSCO | PLCC WITH PROTECTION COUPLER, ABB , ETL41 + NSD 50, VOICE, PROTECTION | MOSUR 230 kV SS | TANTRANSCO
TANTRANSCO | PLCC WITH PROTECTION COUPLER, ABB , ETL41 + NSD 50, VOICE, PROTECTION | MOSUR 230 kV SS | TANTRANSCO
TANTRANSCO | PLCC WITH PROTECTION COUPLER, ABB , ETI21 + NSD 41, VOICE, PROTECTION | MOSUR 230 kV SS | TANTRANSCO
TANTRANSCO | PLCC , ABB , ETI 5, DATA | MOSUR 230 kV SS | TANTRANSCO
TANTRANSCO | PLCC, BPL , 9505 V3, KK2 SPS PROTECTION SIGNAL | MOSUR 230 kV SS | TANTRANSCO
TANTRANSCO | EPAX, BPL , MDX 50, Voice | MOSUR 230 kV SS | TANTRANSCO
TANTRANSCO | Charger, DESIGN&PROTOTYPE, 48V/80A (1+1), | MOSUR 230 kV SS | TANTRANSCO
TANTRANSCO | Battery, SHARANA, 48V/300AH, | MOSUR 230 kV SS | TANTRANSCO
TANTRANSCO | SDH, Tejas Networks , TJ1400, Alundur (XA20G/2 Slot / 4 port) | Mondipatty 230 kV SS | TANTRANSCO
TANTRANSCO | SDH, Tejas Networks , TJ1400, Alundur (XA20G/4 Slot/ 1 port) | Mondipatty 230 kV SS | TANTRANSCO
TANTRANSCO | PDH, Valient , VCL-MX, Cross Connections, Voice & DATA | Mondipatty 230 kV SS | TANTRANSCO
TANTRANSCO | PLCC, ABB, ETL-41, Protection (Veerapandi) | MYVADI 230 kV SS | TANTRANSCO
TANTRANSCO | OLTE, TEJAS, TJ1400, | MYVADI 230 kV SS | TANTRANSCO
TANTRANSCO | PDH, VALIENT, VCL-MX, | MYVADI 230 kV SS | TANTRANSCO
TANTRANSCO | PROTECTION COUPLER, VALIENT, , KK2 & TK2 SPS | MYVADI 230 kV SS | TANTRANSCO
TANTRANSCO | Charger, R -Man , Power Aid, 80A (1+1 ), | MYVADI 230 kV SS | TANTRANSCO
TANTRANSCO | Battery, Exide, 400 AH (1 + 1 ), | MYVADI 230 kV SS | TANTRANSCO
TANTRANSCO | SDH cum PDH, ABB, FOX615, SPR, MAMBAKKAM | MYVADI 230 kV SS | TANTRANSCO
TANTRANSCO | GATEWAY, KALKITECH, SYNC 2000, CHENNAI ULDC | MYVADI 230 kV SS | TANTRANSCO
TANTRANSCO | BATTERY, EXIDE, EXIDE, (For DC Supply) | MYVADI 230 kV SS | TANTRANSCO
TANTRANSCO | CHARGER, SJS, 80 AMPS, (For DC Supply) | MYVADI 230 kV SS | TANTRANSCO
TANTRANSCO | SDH cum PDH, ABB, FOX615, SPR, SPKOIL | ORAGADAM 230 kV SS | TANTRANSCO
TANTRANSCO | GATEWAY, KALKITECH, SYNC 2000, CHENNAI ULDC | ORAGADAM 230 kV SS | TANTRANSCO
TANTRANSCO | EPAX, BPL, MDX50, SPR, SPKOIL, CHENNAI,SVC | ORAGADAM 230 kV SS | TANTRANSCO
TANTRANSCO | BATTERY, EXIDE, EXIDE, (For DC Supply) | ORAGADAM 230 kV SS | TANTRANSCO
TANTRANSCO | CHARGER, R MAN, 80 AMPS, (For DC Supply) | ORAGADAM 230 kV SS | TANTRANSCO
TANTRANSCO | SDH, M/s.Tejas Network, TJ1400, Links between Erode to Chennai/madurai | Pugalur 230 kV SS | TANTRANSCO
TANTRANSCO | SDH, M/s.Tejas Network, TJ1400, Links between Erode to Chennai/madurai | Pugalur 400 kV SS | TANTRANSCO
TANTRANSCO | PLCC, ABB, ETL41, TK3 SPS signal to Gobi 230KV SS , RS2 SPS signal from Gobi 230Kv SS | Pallakapalayam 230 kV SS | TANTRANSCO
TANTRANSCO | PLCC, CGL , -, SPS Protection | PALLADAM 230 kV SS | TANTRANSCO
TANTRANSCO | Charger, R -Man , 80A (1+1 ), | PALLADAM 230 kV SS | TANTRANSCO
TANTRANSCO | Battery, Exide, 400 AH, | PALLADAM 230 kV SS | TANTRANSCO
TANTRANSCO | SDH, ABB, FOX615, Trichy, SAMO/1 Port | Perambalur 230 kV SS | TANTRANSCO
TANTRANSCO | SDH, ABB, FOX615, Jambunathapuram, SAMO/2 Port | Perambalur 230 kV SS | TANTRANSCO
TANTRANSCO | PLCC, ABB, ETL 41, TAQA | PERABALUR 230 kV SS | TANTRANSCO
TANTRANSCO | PLCC - 2 LINKS, CGL & ZIV, OPL 1T, KARAIKUDY PGCIL | PUDUKKOTTAI SS 230 kV SS | TANTRANSCO
TANTRANSCO | SDH , COMMTEL, FIBCOM, SPKOIL,CHENNAI,TRICHY AND FOX 615 INTERLINK | SRIPERUMBUDUR 400/230 KV SS | TANTRANSCO
TANTRANSCO | SDH, TEJAS, , CHENNAI | SRIPERUMBUDUR 400/230 KV SS | TANTRANSCO
TANTRANSCO | SDH cum PDH, ABB, FOX615, ORAGADAM, KALIVANTHAPATTU,230 THIRUVALAM,NOKIA AND FOX INTERLINK | SRIPERUMBUDUR 400/230 KV SS | TANTRANSCO
TANTRANSCO | RTU, ABB, 560, CHENNAI ULDC | SRIPERUMBUDUR 400/230 KV SS | TANTRANSCO
TANTRANSCO | EPABX, BPL , SIGMA INDX, CHENENAI,SPKIL,KRATTUR,ORAGADAM,THARAMANI, VEERAPURAM | SRIPERUMBUDUR 400/230 KV SS | TANTRANSCO
TANTRANSCO | DCPC, ALSTOM, DCU, SPR,NOKIA,ARNI,ALAMATHY,KADAPERI,GPDI,KORATTUR,KILPAUK, | SRIPERUMBUDUR 400/230 KV SS | TANTRANSCO
TANTRANSCO | DCPC, ALSTOM, DCU, NCTPS-1&2,THARAMANI,ETPS. | SRIPERUMBUDUR 400/230 KV SS | TANTRANSCO
TANTRANSCO | PLCC, ABB , ETI-21, THARAMANI | SRIPERUMBUDUR 400/230 KV SS | TANTRANSCO
TANTRANSCO | PLCC, ABB , ETI-21, KOYAMMBEDU | SRIPERUMBUDUR 400/230 KV SS | TANTRANSCO
TANTRANSCO | PLCC, ABB , ETI-22, KRATTUR | SRIPERUMBUDUR 400/230 KV SS | TANTRANSCO
TANTRANSCO | PLCC, ABB, ETI-22, KILPAUK | SRIPERUMBUDUR 400/230 KV SS | TANTRANSCO
TANTRANSCO | PLCC, ABB , ETI-21, NCTPS | SRIPERUMBUDUR 400/230 KV SS | TANTRANSCO
TANTRANSCO | PLCC, ABB , ETI-21, SURYADEV | SRIPERUMBUDUR 400/230 KV SS | TANTRANSCO
TANTRANSCO | PLCC, ABB, ETL 41, KORATTUR | SRIPERUMBUDUR 400/230 KV SS | TANTRANSCO
TANTRANSCO | PLCC, ZIV, OPL1T, KANCHEEPURAM | SRIPERUMBUDUR 400/230 KV SS | TANTRANSCO
TANTRANSCO | PLCC, ZIV, OPL1T, THARAMANI | SRIPERUMBUDUR 400/230 KV SS | TANTRANSCO
TANTRANSCO | PLCC, PUNCOM, , KADAPERI | SRIPERUMBUDUR 400/230 KV SS | TANTRANSCO
TANTRANSCO | BATTERY, EXIDE | SRIPERUMBUDUR 400/230 KV SS | TANTRANSCO
TANTRANSCO | CHARGER, SJS, 80 AMPS | SRIPERUMBUDUR 400/230 KV SS | TANTRANSCO
TANTRANSCO | Charger, POWERAIDS, 80 AMPS | SRIPERUMBUDUR 400/230 KV SS | TANTRANSCO
TANTRANSCO | SDH, Tejas Networks , TJ1400, Sriperumputhur PGCIL | Trichy 230 kV SS | TANTRANSCO
TANTRANSCO | SDH, Tejas Networks , TJ1400, , , Erode | Trichy 230 kV SS | TANTRANSCO
TANTRANSCO | SDH, Tejas Networks , TJ1400, , , Alundur | Trichy 230 kV SS | TANTRANSCO
TANTRANSCO | SDH, Tejas Networks , TJ1400, Madurai | Trichy 230 kV SS | TANTRANSCO
TANTRANSCO | SDH, ABB, FOX 515T, Madurai | Trichy 230 kV SS | TANTRANSCO
TANTRANSCO | SDH, ABB, FOX 515T, Perambalur | Trichy 230 kV SS | TANTRANSCO
TANTRANSCO | SDH, ABB, FOX 515T, , , Jambunathapuram | Trichy 230 kV SS | TANTRANSCO
TANTRANSCO | PDH, Valient , VCL-MX, Cross Connections | Trichy 230 kV SS | TANTRANSCO
TANTRANSCO | PDH, ABB, FOX 515, Voice & DATA | Trichy 230 kV SS | TANTRANSCO
TANTRANSCO | PLCC, PUNCOM, PL9500- (VER.01), ALUNDUR I LINE | Trichy 230 kV SS | TANTRANSCO
TANTRANSCO | PLCC, ABB, ETI 21, ALUNDUR I LINE | Trichy 230 kV SS | TANTRANSCO
TANTRANSCO | PLCC, PUNCOM, PL9500- (VER.01), ALUNDUR II LINE | Trichy 230 kV SS | TANTRANSCO
TANTRANSCO | PLCC, ABB, ETI 21, ALUNDUR II LINE | Trichy 230 kV SS | TANTRANSCO
TANTRANSCO | PLCC - 2 LINKS, CGL & ZIV, OPL 1T , THACHANKURICHY | Trichy 230 kV SS | TANTRANSCO
TANTRANSCO | PLCC, ABB, ETI 21, THACHANKURICHY | Trichy 230 kV SS | TANTRANSCO
TANTRANSCO | PLCC, ABB, ETL41, TK1 SPS protection trip | Thingalore 230 kV SS | TANTRANSCO
TANTRANSCO | Battery charger-1, M/s.JPR Power Tech, 48V DC/80Amps, SPS Signal , Voice & Data communication | Thingalore 230 kV SS | TANTRANSCO
TANTRANSCO | Battery charger-2, M/s.JPR Power Tech, 48V DC/80Amps, | Thingalore 230 kV SS | TANTRANSCO
TANTRANSCO | Battery, Sharana, 48V/250AH, | Thingalore 230 kV SS | TANTRANSCO
TANTRANSCO | SDH, ABB , FOX 615, protection | THIRUVALAM 400 kV SS | TANTRANSCO
TANTRANSCO | SDH, ABB , FOX 615 , Voice, Data , Express | THIRUVALAM 400 kV SS | TANTRANSCO
TANTRANSCO | PDH , Valiant , VCL-TP, Protection | THIRUVALAM 400 kV SS | TANTRANSCO
TANTRANSCO | PLCC WITH PROTECTION COUPLER, ABB , ETL41 + NSD 50, Voice,DATA, PROTECTION | THIRUVALAM 400 kV SS | TANTRANSCO
TANTRANSCO | PLCC WITH PROTECTION COUPLER, ZIV, ZLV, Protection, Voice | THIRUVALAM 400 kV SS | TANTRANSCO
TANTRANSCO | EPAX(Exp), BPL , Sigma indx-250, Voice | THIRUVALAM 400 kV SS | TANTRANSCO
TANTRANSCO | Charger, CHLORIDE, 48V/80A (2+1), | THIRUVALAM 400 kV SS | TANTRANSCO
TANTRANSCO | Battery, EXIDE, 48V/650AH(1+1), | THIRUVALAM 400 kV SS | TANTRANSCO
TANTRANSCO | SDH, ABB, FOX 615, Voice, Express,Data | THIRUVALAM 230 kV SS | TANTRANSCO
TANTRANSCO | PLCC WITH PROTECTION COUPLER, ABB , ETL41 + NSD 50, Voice, PROTECTION | THIRUVALAM 230 kV SS | TANTRANSCO
TANTRANSCO | PLCC WITH PROTECTION COUPLER, ZIV, OPL1T, Protection, Voice | THIRUVALAM 230 kV SS | TANTRANSCO
TANTRANSCO | EPAX(Exp), BPL , MDX 50, Voice | THIRUVALAM 230 kV SS | TANTRANSCO
TANTRANSCO | Charger, R-MAN, 48V/80A (1+1), | THIRUVALAM 230 kV SS | TANTRANSCO
TANTRANSCO | Battery, EXIDE , 48V/400AH, | THIRUVALAM 230 kV SS | TANTRANSCO
TANTRANSCO | PLCC, CGL, OPL 1T, POIYUR | THACHANKURICHY 230 kV SS | TANTRANSCO
TANTRANSCO | PLCC, ABB, ETL 41, POIYUR | THACHANKURICHY 230 kV SS | TANTRANSCO
TANTRANSCO | PLCC, ALSTOM, -, PROTECTION | TIRUPUR 230 kV SS | TANTRANSCO
TANTRANSCO | Charger, Chloride, 80A (1+1 ), | TIRUPUR 230 kV SS | TANTRANSCO
TANTRANSCO | Battery, Exide, 250 AH, | TIRUPUR 230 kV SS | TANTRANSCO
TANTRANSCO | SDH, Commtel , OLTE, | Thudiyalur 230 kV SS | TANTRANSCO
TANTRANSCO | PDH, ABB, FOX 515 (Mux), | Thudiyalur 230 kV SS | TANTRANSCO
TANTRANSCO | EPABX, Sigma Index-250, , | Thudiyalur 230 kV SS | TANTRANSCO
TANTRANSCO | Charger, Power Aids/CDC, 48V/80A(1+1), | Thudiyalur 230 kV SS | TANTRANSCO
TANTRANSCO | Battery, EXIDE, 250AH, | Thudiyalur 230 kV SS | TANTRANSCO
TANTRANSCO | PROTECTION COUPLER, ABB, NSD570, RS2,RS3 SPS(TDLR GC,TDLR KARAMADA II BOTH ENDS | Thudiyalur 230 kV SS | TANTRANSCO
TANTRANSCO | PLCC, ABB, ETL 41, RS2 SPS (KARAMADAI-ARASUR II,TDLR II | Thudiyalur 230 kV SS | TANTRANSCO
TANTRANSCO | PLCC WITH PROTECTION COUPLER, M/s.ABB, ETI21, 230 KV Theni-Moozhiyaar # PLCC Link | 230 kV THENI SS | TANTRANSCO
TANTRANSCO | Charger, Power Aids , 3 PH , 230 KV Theni-Moozhiyaar # PLCC Link | 230 kV THENI SS | TANTRANSCO
TANTRANSCO | Battery Bank, EXIDE, TM 400AH, | 230 kV THENI SS | TANTRANSCO
TANTRANSCO | PLCC, ABB, ETL-41, Voice and Protection (Idukki) | UDUMALPET 230 kV SS | TANTRANSCO
TANTRANSCO | OLTE, TEJAS, TJ1400, | UDUMALPET 230 kV SS | TANTRANSCO
TANTRANSCO | PDH, VALIENT, VCL-MX, | UDUMALPET 230 kV SS | TANTRANSCO
TANTRANSCO | PROTECTION COUPLER, VALIENT, , KK2 SPS | UDUMALPET 230 kV SS | TANTRANSCO
TANTRANSCO | EPAX, BPL, 200.3, SPEECH | UDUMALPET 230 kV SS | TANTRANSCO
TANTRANSCO | Charger, Control & Drives , R -Man, 80A, | UDUMALPET 230 kV SS | TANTRANSCO
TANTRANSCO | Battery, Exide, 400 AH, | UDUMALPET 230 kV SS | TANTRANSCO
TANTRANSCO | PLCC WITH PROTECTION COUPLER, ABB , ETL41 + NSD 50, VOICE,DATA, TK 1 SPS PROTECTION SIGNAL | VINNAMANGALAM 230 kV SS | TANTRANSCO
TANTRANSCO | PLCC WITH PROTECTION COUPLER, ZLV, OPL 1T, PROTECTION | VINNAMANGALAM 230 kV SS | TANTRANSCO
TANTRANSCO | PLCC WITH PROTECTION COUPLER, BPL , 9505 V3, VOICE, PROTECTION | VINNAMANGALAM 230 kV SS | TANTRANSCO
TANTRANSCO | EPAX, BPL , MDX 50, Voice | VINNAMANGALAM 230 kV SS | TANTRANSCO
TANTRANSCO | Charger, POWER AIDS , 48V/27A (1+1), | VINNAMANGALAM 230 kV SS | TANTRANSCO
TANTRANSCO | Battery, EXIDE, 48V/300AH, | VINNAMANGALAM 230 kV SS | TANTRANSCO
TANTRANSCO | PLCC WITH PROTECTION COUPLER, ZLV, OPL 1T, KK2 SPS Trip at VPM 230 - 110 Madurapakkam -II, Thayanur and Acharapakkam -II Load relief. | VILLUPURAM 230 kV SS | TANTRANSCO
TANTRANSCO | PLCC Carrier Set with Protection Coupler, ABB, ETI21 NSD 41 Protection Coupler, NIL | HOSUR 230 kV SS -230 kV Yarandahalli feeder | TANTRANSCO
TANTRANSCO | PLCC Carrier Set with Protection Coupler, ABB, ETL 41 NSD 50 prot coupler, Aided trip, KK1, TK1, TK3. | K.R.Thoppur 400 kV SS | TANTRANSCO
TANTRANSCO | Charger, 1. SIS power tech, 2. R-man desig and system, 48V/80A- 2nos, | K.R.Thoppur 400 kV SS | TANTRANSCO
TANTRANSCO | Battery, EXIDE , 400AH -1 set, | K.R.Thoppur 400 kV SS | TANTRANSCO
TANTRANSCO | PLCC Carrier Set with Protection Coupler, ABB, ETL 41 NSD 50 prot coupler, Aided trip, KK1, TK1. | Deviyakurichi 230 kV SS | TANTRANSCO
TANTRANSCO | Charger, JPR power tech, Chennai, 48V/80A-1No, | Deviyakurichi 230 kV SS | TANTRANSCO
TANTRANSCO | Battery, EXIDE , 400AH -1 set, | Deviyakurichi 230 kV SS | TANTRANSCO
TANTRANSCO | OLTE (SDH), TEJAS, , Aided trip, KK1, TK1. | Pudansandai 230 kV SS | TANTRANSCO
TANTRANSCO | Protection coupler, Valient, , | Pudansandai 230 kV SS | TANTRANSCO
TANTRANSCO | Charger, 1. JPR power tech, Chennai, 2.Power AIDS., 48V/80A -2nos, | Pudansandai 230 kV SS | TANTRANSCO
TANTRANSCO | Battery, EXIDE , 250AH -1 set, | Pudansandai 230 kV SS | TANTRANSCO
TANTRANSCO | OLTE (SDH), TEJAS, , Aided trip, KK1, TK1. | Valayapatti 230 kV SS | TANTRANSCO
TANTRANSCO | Protection coupler, Valient, , | Valayapatti 230 kV SS | TANTRANSCO
TANTRANSCO | Charger, JPR power tech, Chennai., 48V/ 80A - 2Nos, | Valayapatti 230 kV SS | TANTRANSCO
TANTRANSCO | Battery, EXIDE , 400AH -1 set, | Valayapatti 230 kV SS | TANTRANSCO
TANTRANSCO | PLCC Carrier Set with Protection Coupler, CGL, , Aided trip,TK1. | Valayapatti 230 kV SS | TANTRANSCO
TANTRANSCO | Charger, 1. POWER AIDS, 2. SJS power tech, 48V/80A - 2Nos, | Salem 230 kV SS | TANTRANSCO
TANTRANSCO | Battery, EXIDE , 48V/400AH - 2sets, | Salem 230 kV SS | TANTRANSCO
TANTRANSCO | EPAX, BPL, MDX50, PLCC speech | Hosur 230 kV SS | TANTRANSCO
TANTRANSCO | Charger, R-Man system and design, 48V/80A -1 No, TK1-To Trip 110 KV Kempatty i& II, Zuzuvadi,Minnagar,Guruparapalli,33kVGc-2 | Hosur 230 kV SS | TANTRANSCO
TANTRANSCO | Battery, EXIDE , 48V/400AH-1 set, | Hosur 230 kV SS | TANTRANSCO
TSTRANSCO | STM-16, Make : Tejas, Model : TJ1400 | Vidyut Soudha | TSTRANSCO
TSTRANSCO | STM-4, Make : Tejas, Model : TJ1400 | Vidyut Soudha | TSTRANSCO
TSTRANSCO | 48 V DC charger-1, Make : DUBAS, Model : FCBC | Vidyut Soudha | TSTRANSCO
TSTRANSCO | 48 V DC charger-2, Make : DUBAS, Model : FCBC | Vidyut Soudha | TSTRANSCO
TSTRANSCO | 48 V DC BATTERY-1, Make : AMARARAJA, Model : VRLA | Vidyut Soudha | TSTRANSCO
TSTRANSCO | 48 V DC BATTERY-2, Make : HBL, Model : VRLA | Vidyut Soudha | TSTRANSCO
TSTRANSCO | STM-4, Make : Tejas, Model : TJ1400 | Shapur Nagar | TSTRANSCO
TSTRANSCO | 48 V DC charger-1, Make : SWATHI, Model : FCBC 1+0 | Shapur Nagar | TSTRANSCO
TSTRANSCO | 48 V DC charger-2, Make : DUBAS, Model : FCBC 1+1 | Shapur Nagar | TSTRANSCO
TSTRANSCO | 48 V DC BATTERY-1, Make : Exide, Model : VRLA | Shapur Nagar | TSTRANSCO
TSTRANSCO | 48 V DC BATTERY-2, Make : Exide, Model : VRLA | Shapur Nagar | TSTRANSCO
TSTRANSCO | STM-16, Make : Tejas, Model : TJ1400 | Ghanapur | TSTRANSCO
TSTRANSCO | STM-4, Make : Tejas, Model : TJ1400 | Ghanapur | TSTRANSCO
TSTRANSCO | 48V CHARGER-1, Make : SWATHI, Model : | Ghanapur | TSTRANSCO
TSTRANSCO | 48V CHARGER-2, Make : DUBAS, Model : | Ghanapur | TSTRANSCO
TSTRANSCO | 48 V DC BATTERY-1, Make : AMARARAJA, Model : VRLA | Ghanapur | TSTRANSCO
TSTRANSCO | 48 V DC BATTERY-2, Make : EXIDE, Model : VRLA | Ghanapur | TSTRANSCO
TSTRANSCO | STM-16, Make : Tejas, Model : TJ1400 | Mamidipally | TSTRANSCO
TSTRANSCO | STM-4, Make : Tejas, Model : TJ1400 | Mamidipally | TSTRANSCO
TSTRANSCO | 48V CHARGER-1, Make : ASCOM, Model : SMPS | Mamidipally | TSTRANSCO
TSTRANSCO | 48V CHARGER-2, Make : ASCOM, Model : SMPS | Mamidipally | TSTRANSCO
TSTRANSCO | 48 V DC BATTERY-1, Make : AMARARAJA, Model : VRLA | Mamidipally | TSTRANSCO
TSTRANSCO | 48 V DC BATTERY-2, Make : EXIDE, Model : | Mamidipally | TSTRANSCO
TSTRANSCO | STM-4, Make : Tejas, Model : TJ1400 | Maheswaram 400 KV | TSTRANSCO
TSTRANSCO | 48V CHARGER-1, Make : AMARARAJA, Model : | Maheswaram 400 KV | TSTRANSCO
TSTRANSCO | 48V CHARGER-2, Make : AMARARAJA, Model : | Maheswaram 400 KV | TSTRANSCO
TSTRANSCO | 48 V DC BATTERY-1, Make : AMARARAJA, Model : VRLA | Maheswaram 400 KV | TSTRANSCO
TSTRANSCO | 48 V DC BATTERY-2, Make : EXIDE, Model : VRLA | Maheswaram 400 KV | TSTRANSCO
TSTRANSCO | STM-4, Make : Tejas, Model : TJ1400 | Maheswaram PGCIL 765 KV | PGCIL
TSTRANSCO | STM-16, Make : Tejas, Model : TJ1400 | Mahabunagar 400 KV | TSTRANSCO
TSTRANSCO | STM-4, Make : ABB, Model : FOX-615 | Mahabunagar 400 KV | TSTRANSCO
TSTRANSCO | PLCC, Make : CGL, Model : OPL1T-2 | Mahabunagar 400 KV | TSTRANSCO
TSTRANSCO | PLCC, Make : ABB, Model : ETL-41-4 | Mahabunagar 400 KV | TSTRANSCO
TSTRANSCO | 48V CHARGER-1, Make : AMARARAJA, Model : | Mahabunagar 400 KV | TSTRANSCO
TSTRANSCO | 48V CHARGER-2, Make : AMARARAJA, Model : | Mahabunagar 400 KV | TSTRANSCO
TSTRANSCO | 48 V DC BATTERY-1, Make : AMARARAJA, Model : VRLA | Mahabunagar 400 KV | TSTRANSCO
TSTRANSCO | 48 V DC BATTERY-2, Make : EXIDE, Model : VRLA | Mahabunagar 400 KV | TSTRANSCO
TSTRANSCO | STM-16, Make : Tejas, Model : TJ1400 | SRISAILAM LBPH | TSTRANSCO
TSTRANSCO | STM-4, Make : ALSTOM, Model : DXC | SRISAILAM LBPH | TSTRANSCO
TSTRANSCO | PDH, Make : ALSTOM, Model : DXC-5000 | SRISAILAM LBPH | TSTRANSCO
TSTRANSCO | 48V CHARGER-1, Make : AMARARAJA, Model : | SRISAILAM LBPH | TSTRANSCO
TSTRANSCO | 48V CHARGER-2, Make : AMARARAJA, Model : | SRISAILAM LBPH | TSTRANSCO
TSTRANSCO | 48 V DC BATTERY-1, Make : AMARARAJA, Model : VRLA | SRISAILAM LBPH | TSTRANSCO
TSTRANSCO | 48 V DC BATTERY-2, Make : EXIDE, Model : VRLA | SRISAILAM LBPH | TSTRANSCO
TSTRANSCO | STM-4, Make : ABB, Model : FOX-615 | 400KV Suryapet | TSTRANSCO
TSTRANSCO | STM-4, Make : Tejas, Model : TJ1400 | 400KV Suryapet | TSTRANSCO
TSTRANSCO | PLCC, Make : ABB, Model : ETL-41 | 400KV Suryapet | TSTRANSCO
TSTRANSCO | 48V CHARGER-1, Make : AMARARAJA, Model : | 400KV Suryapet | TSTRANSCO
TSTRANSCO | 48V CHARGER-2, Make : AMARARAJA, Model : | 400KV Suryapet | TSTRANSCO
TSTRANSCO | 48 V DC BATTERY-1, Make : AMARARAJA, Model : VRLA | 400KV Suryapet | TSTRANSCO
TSTRANSCO | 48 V DC BATTERY-2, Make : AMARARAJA, Model : VRLA | 400KV Suryapet | TSTRANSCO
TSTRANSCO | PLCC, Make : PUNCOM, Model : 9505 | 220 KV Seethapuram | TSTRANSCO
TSTRANSCO | 48V CHARGER-1, Make : DUBAS, Model : | 220 KV Seethapuram | TSTRANSCO
TSTRANSCO | 48 V DC BATTERY-1, Make : AMARARAJA, Model : VRLA | 220 KV Seethapuram | TSTRANSCO
TSTRANSCO | STM-4, Make : Tejas, Model : tj1400 | 220 Kv Nagarjuna Sagar | TSTRANSCO
TSTRANSCO | PLCC, Make : PUNCOM, Model : 9505 | 220 Kv Nagarjuna Sagar | TSTRANSCO
TSTRANSCO | 48V CHARGER-1, Make : AMARARAJA, Model : | 220 Kv Nagarjuna Sagar | TSTRANSCO
TSTRANSCO | 48V CHARGER-2, Make : AMARARAJA, Model : | 220 Kv Nagarjuna Sagar | TSTRANSCO
TSTRANSCO | 48 V DC BATTERY-1, Make : AMARARAJA, Model : VRLA | 220 Kv Nagarjuna Sagar | TSTRANSCO
TSTRANSCO | 48 V DC BATTERY-2, Make : AMARARAJA, Model : VRLA | 220 Kv Nagarjuna Sagar | TSTRANSCO
TSTRANSCO | PLCC, Make : PUNCOM, Model : 9505 | 220 KV Chalakurthy | TSTRANSCO
TSTRANSCO | 48V CHARGER-1, Make : DUBAS, Model : | 220 KV Chalakurthy | TSTRANSCO
TSTRANSCO | 48 V DC BATTERY-1, Make : AMARARAJA, Model : VRLA | 220 KV Chalakurthy | TSTRANSCO
TSTRANSCO | PLCC, Make : ABB, Model : ETL-41-2 No | 400 Kv Asupaka | TSTRANSCO
TSTRANSCO | PLCC, Make : ABB, Model : ETL-41-2 No | 400 Kv Asupaka | TSTRANSCO
TSTRANSCO | 48V CHARGER-1, Make : DUBAS, Model : | 400 Kv Asupaka | TSTRANSCO
TSTRANSCO | 48 V DC BATTERY-1, Make : AMARARAJA, Model : VRLA | 400 Kv Asupaka | TSTRANSCO
TSTRANSCO | PLCC, Make : ABB, Model : ETL-41 | 220 KV Tandur | TSTRANSCO
TSTRANSCO | 48V CHARGER, Make : DUBAS, Model : | 220 KV Tandur | TSTRANSCO
TSTRANSCO | 48 V DC BATTERY-1, Make : AMARARAJA, Model : VRLA | 220 KV Tandur | TSTRANSCO
PED, Puducherry | PLCC, Make : ABB, Model : ETL-41, | Eripakkam | PED, Puducherry
PED, Puducherry | PLCC, Make : ABB, Model : ETL-41, | Thirubuvanai | PED, Puducherry
PED, Puducherry | PLCC, Make : ABB, Model : ETL-41, | Thethampakkam | PED, Puducherry
PED, Puducherry | PLCC, Make : ABB, Model : ETL-41, | Sedharapet | PED, Puducherry
PED, Puducherry | PLCC, Make : ABB, Model : ETI-5, | Kurumbapet | PED, Puducherry
PED, Puducherry | PLCC, Make : ABB, Model : ETL-41, | Kalapet | PED, Puducherry
PED, Puducherry | PLCC, Make : ABB, Model : ETL-41, | Bahour 110 | PED, Puducherry
PED, Puducherry | PLCC, Make : ABB, Model : ETL-41, | Korkadu | PED, Puducherry
PED, Puducherry | PLCC, Make : ABB, Model : ETL-41, | Sorakudy | PED, Puducherry
PED, Puducherry | PLCC, Make : ABB, Model : ETI-5, | T.R.Pattinam | PED, Puducherry
PED, Puducherry | PLCC, Make : ABB, Model : ETL-41, | Mettacur (Yanam) | PED, Puducherry
PED, Puducherry | SDH, Make : Tejas , Model : TJ 1400, ETH-1-1-1-Pondy SCC to SRLDC ICCP | Pondy SCC | PED, Puducherry
PED, Puducherry | SDH, Make : Tejas , Model : TJ 1400, ETH-1-7-3-Pondy SCC to Vengata Nagar, Villianur230, Marapalam, Bahour 230 | Pondy SCC | PED, Puducherry
PED, Puducherry | SDH, Make : Tejas , Model : TJ 1400, ETH-1-7-1-Pondy SCC to Vengata Nagar, Villianur230, Marapalam, Villianur 110, Thondamanatham, Bahour 230 | Pondy SCC | PED, Puducherry
PED, Puducherry | SDH, Make : Tejas , Model : TJ 1400, ETH-1-7-4-Pondy SCC to SRLDC Ring Config., | Pondy SCC | PED, Puducherry
PED, Puducherry | SDH, Make : Tejas , Model : TJ 1400, E-1-1-111-3-Pondy SCC to SRLDC ICCP | Pondy SCC | PED, Puducherry
PED, Puducherry | SDH, Make : Tejas , Model : TJ 1400, E-1-111-1-Pondy SCC to SRLDC speech | Pondy SCC | PED, Puducherry
PED, Puducherry | SDH, Make : Tejas , Model : TJ 1400, ETH-1-1-2, ETH-1-1-3, ETH-1-3-2-Pondy SCC to Villianur DCPC | Pondy SCC | PED, Puducherry
PED, Puducherry | SDH, Make : Tejas , Model : TJ 1400, Make : , Model : , ETH-1-3-1, ETH-1-1-4-Pondy SCC to Karaikal | Pondy SCC | PED, Puducherry
PED, Puducherry | SDH, Make : Tejas , Model : TJ 1400, ETH-1-3-3-Pondy SCC to Vengata Nagar, Villianur, Marapalam, Villianur 110, Kurumbapet | Pondy SCC | PED, Puducherry
PED, Puducherry | SDH, Make : Tejas , Model : TJ 1400, E-1-1-111-2-Pondy SCC to Villianur | Pondy SCC | PED, Puducherry
PED, Puducherry | SDH, Make : Tejas, Model : TJ 1400, ETH-1-1-1, ETH-1-1-2, ETH-1-3-2-Villianur to Pondy SCC DCPC | Villianur 230 | PED, Puducherry
PED, Puducherry | SDH, Make : Tejas, Model : TJ 1400, E1-1-110-1-Villianur to SRLDC Yanam data | Villianur 230 | PED, Puducherry
PED, Puducherry | SDH, Make : Tejas, Model : TJ 1400, E1-1-110-3-Villianur to Pondy SCC data E1 | Villianur 230 | PED, Puducherry
PED, Puducherry | SDH, Make : Tejas, Model : TJ 1400, ETH-1-1-4, ETH-1-3-3-Villianur to Pondy SCC | Villianur 230 | PED, Puducherry
PED, Puducherry | SDH, Make : Tejas, Model : TJ 1400, ETH-1-3-3-Villianur to Bahour 230 | Villianur 230 | PED, Puducherry
PED, Puducherry | SDH, Make : Tejas, Model : TJ 1400, ETH-1-1-3-Villianur to Pondy SCC Voip | Villianur 230 | PED, Puducherry
PED, Puducherry | PDH, Make : Valiant, Model : , -Eripakkam, Thirubuvanai to Pondy SCC DCPC | Villianur 230 | PED, Puducherry
PED, Puducherry | SDH, Make : Tejas, Model : TJ 1400, ETH-1-1-2, ETH-1-3-1-Bahour to Villianur | Bahour 230 | PED, Puducherry
PED, Puducherry | SDH, Make : Tejas, Model : TJ 1400, ETH-1-1-2-Bahour to Pondy SCC Voip | Bahour 230 | PED, Puducherry
PED, Puducherry | PDH, Make : Valiant, Model : , -Eripakkam, Thirubuvanai to Villianur DCPC | Bahour 230 | PED, Puducherry
PED, Puducherry | SDH, Make : Cube Telecom, Model : CTL-90, ETH-1-1-1-Villianur 110 to Pondy SCC | Villianur 110 | PED, Puducherry
PED, Puducherry | SDH, Make : Cube Telecom, Model : CTL-90, ETH-1-1-2-Villianur 110 to Pondy SCC | Villianur 110 | PED, Puducherry
PED, Puducherry | SDH, Make : Cube Telecom, Model : CTL-90, ETH-1-1-3-Villianur110 to Pondy SCC Voip | Villianur 110 | PED, Puducherry
PED, Puducherry | SDH, Make : Tejas, Model : TJ 1400, ETH-1-3-2, ETH-1-3-3-Vengata Nagar to Pondy SCC | Vengata Nagar | PED, Puducherry
PED, Puducherry | SDH, Make : Tejas, Model : TJ 1400, ETH-1-3-1-Vengata Nagar to Pondy SCC Voip | Vengata Nagar | PED, Puducherry
PED, Puducherry | SDH, Make : Tejas, Model : TJ 1400, ETH-1-3-2, ETH-1-3-1-Marapalam to Pondy SCC | Marapalam | PED, Puducherry
PED, Puducherry | SDH, Make : Tejas, Model : TJ 1400, Make : , Model : , ETH-1-3-1-Marapalam to Pondy SCC Voip | Marapalam | PED, Puducherry
PED, Puducherry | SDH, Make : Cube Telecom, Model : CTL-90, ETH-1-1-Thondamanatham to Pondy SCC | Thondamanatham | PED, Puducherry
PED, Puducherry | SDH, Make : Tejas, Model : TJ 1400, ETH-1-3-1,ETH-1-1-4-Karaikal to Pondy SCC | Karaikal | PED, Puducherry