## Sheet1
User | Description of Communication Link | Source Station | Destination Station | Channel Routing | Ownership
PGCIL SR 1 | Data & Voice | Nellore PS_765kV | Vijayawada PG (DCPC) | Main Path : Nellore PS - Kadappa PG-- CK Palli AP-- Muddunuru RTPP -- Anathapur AP -- Gooty Ap --- Somayajulapali AP --- Kurnool AP(Nannur) -- SSLM RBPH -- Sattenapalli AP -- Vijayawada AP(nunna) | PGCIL
PGCIL SR 1 | Data & Voice | Nellore PS_765kV | Vijayawada PG (DCPC) | StandBy: Nellore PS --- Kadappa PG--- Chittor AP --- THVLM --- Kolar --- SMHNL --- Bidadi --- Nelamangala --- Hiriyur --- Davangiri --- Munirabad --- Raichur RTPS --- Manahub Nagar --- N'Sagar --- Tallapali AP --- VTPS --- Vijayawada AP --- Vijayawada PG | PGCIL
PGCIL SR 1 | Data, Voice & Protection | Vemagiri PS | Vijayawada PG (DCPC) | Main Path: Vemagiri PS --- Vijayawada PG2 ---- Viajayawad PG1 | PGCIL
PGCIL SR 1 | Data, Voice & Protection | Vemagiri PS | Vijayawada PG (DCPC) | StandBy: Vemagiri PS --- VemagIri Ap --- Bommur Ap---- Bhimidoulu AP---- VTPS ---- Vijayawada AP(nunna)-- Viajayawad PG | PGCIL
PGCIL SR 1 | Data & Voice | Warangal PG | Vijayawada PG (DCPC) | Main Path: Warangal PG --Warangal TS-- Khammam TS-- Khammam PG-- Viajayawada PG | PGCIL
PGCIL SR 1 | Data & Voice | Warangal PG | Vijayawada PG (DCPC) | StandBy: Warangal PG --- Ramagundam NTPC -- Rep 346-- Ghanapur PG-- Mamidipalli TS-- SSLM LBPH -- Kurnool AP(Nannur) -- SSLM RBPH -- Sattenapalli AP -- Vijayawada AP(nunna)-- Viajayawad PG1 | PGCIL
PGCIL SR 1 | Data & Voice | NP Kunta 400kV & STATCOM | Vijayawada PG (DCPC) | Main Path: Kadappa PG-- CK Palli AP-- Muddunuru RTPP -- Anathapur AP -- Gooty Ap -- Somayajulapali AP -- Kurnool AP(Nannur) -- SSLM RBPH -- Sattenapalli AP -- Vijayawada AP(nunna) | PGCIL
PGCIL SR 1 | Data & Voice | NP Kunta 400kV & STATCOM | Vijayawada PG (DCPC) | StandBy: NP Kunta--- Kadappa PG--- Chittor AP --- THVLM --- Kolar --- SMHNL --- Bidadi --- Nelamangala --- Hiriyur --- Davangiri --- Munirabad --- Raichur RTPS --- Manahub Nagar --- N'Sagar --- Tallapali AP --- VTPS --- Vijayawada AP --- Vijayawada PG | PGCIL
PGCIL SR 1 | Data & Voice | Srikakulem PS | Gazuwaka PG (DCPC) | Main Path: Srikakulam PS--- Srikakulam Repeater --- Vemagiri PS --- Gajuwaka PG | PGCIL
PGCIL SR 1 | Data & Voice | Srikakulem PS | Gazuwaka PG (DCPC) | StandBy: Srikakulam PS--- Srikakulam Repeater --- VemagIri PS --- VemagIri Ap --- Bommur AP ---- Kakainada AP--- Vishakhapatnam VSS ----Gajuwaka PG | PGCIL
PGCIL SR 1 | Data & Voice | Nizambad GIS | Ghanapur PG (DCPC | Main Path: Nizambad PS -- Repeater Shadnagar -- Maheshwaram PS --- Ghanapur PG | PGCIL
PGCIL SR 1 | Data & Voice | Nizambad GIS | Ghanapur PG (DCPC | Nizambad PS --- Repeater Shadnagar --- Maheshwaram PS --- Maheshwaram TS --- Mamidipalli TS-- Ghanapur TS--- Ghanapur PG | PGCIL
PGCIL SR 1 | Data, Voice & Protection | Maheshwaram PS | Ghanapur PG (DCPC | Main Path: Maheshwaram PS ---- Ghanapur PG | PGCIL
PGCIL SR 1 | Data, Voice & Protection | Maheshwaram PS | Ghanapur PG (DCPC | StandBy: Maheshwaram PS --- Maheshwaram TS --- Mamidipalli TS-- Ghanapur TS--- Ghanapur PG | PGCIL
PGCIL SR 1 | Data & Voice | Kurnool 765kV | Gooty PG (DCPC) | Main Path: Kurnool 765kV --- Gooty PG | PGCIL
PGCIL SR 1 | Data & Voice | Kurnool 765kV | Gooty PG (DCPC) | StandBy: Kurnool 765kV-- Raichur 765kv -- Raichur RTPS -- Mahabubnagar TS -- N'Sagar PG -- Tallapalli AP -- SSLM RBPH -- Kurnool AP -- Somyajulapalli AP -- Gooty AP -- Gooty PG | PGCIL
PGCIL SR 1 | Data & Voice | Raichur 765kV | Gooty PG (DCPC) | Main Path: Raichur 765kv --- Kurnool 765kV --- Gooty PG | PGCIL
PGCIL SR 1 | Data & Voice | Raichur 765kV | Gooty PG (DCPC) | StandBy: Raichur 765kV -- Raichur RTPS --- Mahabubnagar TS -- N'Sagar PG -- Tallapalli AP -- SSLM RBPH ---Kurnool AP --- Somyajulapalli AP -- Gooty AP --- Gooty PG | PGCIL
PGCIL SR 1 | Data, Voice & Protection | Kadapa PG | Gooty PG (DCPC) | Main Path: CK Palli AP-- Muddunuru RTPP -- Anathapur -- Gooty Ap | PGCIL
PGCIL SR 1 | Data, Voice & Protection | Kadapa PG | Gooty PG (DCPC) | StandBy: Kadappa PG-- Chittor AP -- THVLM -- Kolar -- SMHNL -- Bidadi -- Nelamangala -- Hiriyur -- Davangiri -- Munirabad -- Raichur RTPS --Raichur 765kv -- Kurnool 765kV -- Gooty PG | PGCIL
PGCIL SR 1 | Data & Voice | Simhadri_NTPC | SRLDC | Main Path: Simhadri NTPC -- Vemagiri PS -- VJA2 -- VJA1 -- Viajayawad AP -- Satnepalli AP -- SSLM RBPH AP -- Kurnool AP(Nannur)--- Kurnool 765kV -- Gooty PG -- Pavudaga-- Hiriyur -- Nelemangala -- Bidadi -- SMNHL | PGCIL
PGCIL SR 1 | Data & Voice | Simhadri_NTPC | SRLDC | StandBy: Simhadri NTPC --- Gajuwaka PG --- Vishakhapatnam VSS --- Kakinada AP --- Bommur Ap---- Bhimidoulu AP --- VTPS --- Tallapalli AP --- Nagarjuna Sagar --- Mahubabnagar --- Raichur RTPS --- Munirabad PG --- Devangiri --- Hiriyur --- Nelemangala --- Bidadi --- SMNHL --- SRLDC | PGCIL
PGCIL SR 1 | Data & Voice | Ramagundam_NTPC | SRLDC | Main Path: Ramagundam_NTPC --Repeater 346 --- Ghanapur PG --- Mamidipalli TS --- SSLM LBPH --- Kurnool AP(Nannur) --- Kurnool 765kV --- Gooty PG --- Pavudaga --- Hiriyur --- Nelemangala --- Bidadi --- SMNHL --- SRLDC | PGCIL
PGCIL SR 1 | Data & Voice | Ramagundam_NTPC | SRLDC | StandBy: Ramagundam NTPC --- Warangal PG---- Warangal TS---- Khammam TS---Khammam PG ---- Viajayawad PG1 --- Vijayawada AP --- VTPS --- Tallapalli AP --- Nagarjuna Sagar --- Mahubabnagar --- Raichur RTPS --- Munirabad PG --- Devangiri --- Hiriyur --- Nelemangala --- Bidadi --- SMNHL --- SRLDC | PGCIL
PGCIL SR 1 | Data | N'Sagar | SRLDC | N'Sagar-- Raichur RTPP-- Racihur 765kV --Kurnool 765kV --Gooty PG-- Pavagada --Hiriyur -- NLMGL -- Bidadi --SMNHL -- SRLDC | PGCIL
PGCIL SR 1 | Data | N'Sagar | NRLDC | N'Sagar -- Tallapali ss -- SSLM RBPH -- Kurnool Ap -- SSLM LBPH -- Mamidipalli -- Ghanapur TS -- Ghanapur PG -- Ramagundam NTPC -- Bhadrwati -- WR ----NR -- NRLDC | PGCIL
PGCIL SR 1 | Data | Munirabad PG | SRLDC | Munirabad PG -- Raichur RTPP-- Racihur 765kV --Kurnool 765kV --Gooty PG-- Pavagada --Hiriyur -- NLMGL -- Bidadi --SMNHL -- SRLDC | PGCIL
PGCIL SR 1 | Data | Munirabad PG | NRLDC | Munirabad PG -- Raichur RTPP -- N'Sagar -- Tallapali ss -- SSLM RBPH -- Kurnool Ap -- SSLM LBPH -- Mamidipalli -- Ghanapur TS -- Ghanapur PG -- Ramagundam NTPC -- Bhadrwati -- WR ---NR -- NRLDC | PGCIL
PGCIL SR 1 | Data | Gooty PG | SRLDC | Gooty PG -- Pavagada --Hiriyur -- NLMGL -- Bidadi --SMNHL -- SRLDC | PGCIL
PGCIL SR 1 | Data | Gooty PG | NRLDC | Gooty PG -- Gooty Ap --- Somayajulapali AP -- Kurnool Ap -- SSLM LBPH -- Mamidipalli -- Ghanapur TS -- Ghanapur PG -- Ramagundam NTPC -- Bhadrwati -- WR ---NR -- NRLDC | PGCIL
PGCIL SR 1 | Data | Viajaywada PG | SRLDC | Vijayawad PG -- Viajayawad AP -- Satnepalli AP -- SSLM RBPH AP -- Kurnool AP(Nannur)-- Kurnool 765kV -- Gooty PG -- Pavudaga -- Hiriyur -- Nelemangala -- Bidadi -- SMNHL --SRLDC | PGCIL
PGCIL SR 1 | Data | Viajaywada PG | NRLDC | Vijayawada PG --Khammam PG -- Khammam TS -- Warangal TS -- Warangal PG --Ramagundam NTPC -- Bhadrwati -- WR ---NR -- NRLDC | PGCIL
PGCIL SR 1 | Data | Khammam PG | SRLDC | Vijayawada PG -- Viajayawad AP -- Satnepalli AP -- SSLM RBPH-- Kurnool AP(Nannur) -- Kurnool 765kV - Gooty PG-- Pavudaga-- Hiriyur-- Nelemangala -- Bidadi -- SMNHL- SRLDC | PGCIL
PGCIL SR 1 | Data | Khammam PG | NRLDC | Khammam PG -- Khammam TS -- Warangal TS -- Warangal PG --Ramagundam NTPC -- Bhadrwati -- WR ---NR -- NRLDC | PGCIL
PGCIL SR 1 | Data | Nellore PG | SRLDC | Kadapa PG -- CK Palli AP-- Muddunuru RTPP -- Anathapur -- Gooty Ap --Gooty PG-- Pavagada --Hiriyur -- NLMGL -- Bidadi --SMNHL | PGCIL
PGCIL SR 1 | Data | Nellore PG | NRLDC | Nellore PS - Kadappa PG-- CK Palli AP-- Muddunuru RTPP -- Anathapur AP -- Gooty Ap --- Somayajulapali AP -- Kurnool Ap -- SSLM LBPH -- Mamidipalli -- Ghanapur TS -- Ghanapur PG -- Ramagundam NTPC -- Bhadrwati -- WR ---NR -- NRLDC | PGCIL
PGCIL SR 1 | Data | Kadapa 765kV | SRLDC | CK Palli AP-- Muddunuru RTPP -- Anathapur -- Gooty Ap --Gooty PG-- Pavagada --Hiriyur -- NLMGL -- Bidadi --SMNHL | PGCIL
PGCIL SR 1 | Data | Kadapa 765kV | NRLDC | Kadappa PG-- CK Palli AP-- Muddunuru RTPP -- Anathapur AP -- Gooty Ap --- Somayajulapali AP -- Kurnool Ap -- SSLM LBPH -- Mamidipalli -- Ghanapur TS -- Ghanapur PG -- Ramagundam NTPC -- Bhadrwati -- WR ---NR -- NRLDC | PGCIL
PGCIL SR 1 | Data | Ghanapur PG | SRLDC | Ghanapur PG --Mamidipalli TS --- SSLM LBPH --- Kurnool AP(Nannur) --- Kurnool 765kV --- Gooty PG --- Pavudaga --- Hiriyur --- Nelemangala --- Bidadi --- SMNHL -- SRLDC | PGCIL
PGCIL SR 1 | Data | Ghanapur PG | NRLDC | Ghanapur PG -- Ramagundam NTPC -- Bhadrwati -- WR ---NR -- NRLDC | PGCIL
PGCIL SR 1 | Data | NP Kunta 400kV_Solar | NRLDC | Kadapa PG -- CK Palli AP-- Muddunuru RTPP -- Anathapur -- Gooty Ap --Gooty PG-- Pavagada --Hiriyur -- NLMGL -- Bidadi --SMNHL | PGCIL
PGCIL SR 1 | Data | NP Kunta 400kV_Solar | NRLDC | Kadappa PG-- CK Palli AP-- Muddunuru RTPP -- Anathapur AP -- Gooty Ap --- Somayajulapali AP -- Kurnool Ap -- SSLM LBPH -- Mamidipalli -- Ghanapur TS -- Ghanapur PG -- Ramagundam NTPC -- Bhadrwati -- WR ---NR -- NRLDC | PGCIL
PGCIL SR 1 | Data | Ramagundam_NTPC_Solar | SRLDC | Repeater 346 --- Ghanapur PG --- Mamidipalli TS --- SSLM LBPH --- Kurnool AP(Nannur) --- Kurnool 765kV --- Gooty PG --- Pavudaga --- Hiriyur --- Nelemangala --- Bidadi --- SMNHL | PGCIL
PGCIL SR 1 | Data | Ramagundam_NTPC_Solar | NRLDC | Ramagundam NTPC -- Bhadrwati -- WR ---NR -- NRLDC | PGCIL
PGCIL SR 1 | Data | C'PETA | SRLDC | C'PETA -- Satnepalli AP --- SSLM RBPH AP -- - Kurnool AP(Nannur) --- Kurnool 765kV --- Gooty PG --- Pavudaga --- Hiriyur --- Nelemangala --- Bidadi --- SMNHL | PGCIL
PGCIL SR 1 | Data | C'PETA | NRLDC | Vijayawada PG --Khammam PG -- Khammam TS -- Warangal TS -- Warangal PG --Ramagundam NTPC -- Bhadrwati -- WR ---NR -- NRLDC | PGCIL
PGCIL SR 1 | Data | Vijayawada PG (DCPC) | SRLDC | Vijayawad PG -- Viajayawad AP -- Satnepalli AP -- SSLM RBPH AP -- Kurnool AP(Nannur)-- Kurnool 765kV -- Gooty PG -- Pavudaga -- Hiriyur -- Nelemangala -- Bidadi -- SMNHL --SRLDC | PGCIL
PGCIL SR 1 | Data | Gazuwaka PG (DCPC) | SRLDC | Gajuwaka PG --- Vishakhapatnam VSS --- Kakinada AP --- Bommur Ap---- Bhimidoulu AP --- VTPS --- Tallapalli AP --- Nagarjuna Sagar --- Mahubabnagar --- Raichur RTPS --- Munirabad PG --- Devangiri --- Hiriyur --- Nelemangala --- Bidadi --- SMNHL --- SRLDC | PGCIL
PGCIL SR 1 | Data | Ghanapur PG (DCPC | SRLDC | Ghanapur PG --Mamidipalli TS --- SSLM LBPH --- Kurnool AP(Nannur) --- Kurnool 765kV --- Gooty PG --- Pavudaga --- Hiriyur --- Nelemangala --- Bidadi --- SMNHL -- SRLDC | PGCIL
PGCIL SR 1 | Data | Gooty PG (DCPC) | SRLDC | Gooty PG -- Pavagada --Hiriyur -- NLMGL -- Bidadi --SMNHL -- SRLDC | PGCIL
PGCIL SR 1 | PROTECTION CH, Type : Circuit-1 | Vemagiri PS | Simhadri NTPC |  | PGCIL
PGCIL SR 1 | PROTECTION CH, Type : Circuit-2 | Vemagiri PS | Simhadri NTPC |  | PGCIL
PGCIL SR 1 | PROTECTION CH, Type : Circuit-1 | Vemagiri PS | Vemagiri AP |  | PGCIL
PGCIL SR 1 | PROTECTION CH, Type : Circuit-2 | Vemagiri PS | Vemagiri AP |  | PGCIL
PGCIL SR 1 | PROTECTION CH, Type : Circuit-1 | Vemagiri PS | Vijayawada PG |  | PGCIL
PGCIL SR 1 | PROTECTION CH, Type : Circuit-2 | Vemagiri PS | Vijayawada PG |  | PGCIL
PGCIL SR 1 | PROTECTION CH, Type : Protection circuit | Maheshwaram PS | Ghanapur PG |  | PGCIL
PGCIL SR 1 | PROTECTION CH, Type : Protection circuit | Kurnool 765kV | Raichur 765kV |  | PGCIL
PGCIL SR 1 | PROTECTION CH, Type : Protection circuit | Nellore PS_765kV | Kurnool 765kV |  | PGCIL
PGCIL SR 1 | PROTECTION CH, Type : Protection circuit | Kadapa 765kV | Kurnool 765kV |  | PGCIL
PGCIL SR 1 | PROTECTION CH, Type : Protection circuit | Nizambad GIS | Maheshwaram PS |  | PGCIL
PGCIL SR 1 | PROTECTION CH, Type : Protection circuit | Nizambad GIS | Wardha |  | PGCIL
PGCIL SR 1 | PROTECTION CH, Type : Protection circuit | Nizambad GIS | Dicpally |  | PGCIL
PGCIL SR 1 | PROTECTION CH, Type : Protection circuit | Nellore PG | Vijayawada PG |  | PGCIL
PGCIL SR 1 | PROTECTION CH, Type : Protection circuit | Ramagundam NTPC | Ghanapur PG |  | PGCIL
PGCIL SR 1 | PROTECTION CH, Type : Protection circuit | Maheshwaram PS | Kurnool 765kV |  | PGCIL
PGCIL SR 1 | PROTECTION CH, Type : Protection circuit | Munirabad PG | Raichur RTPS |  | PGCIL
PGCIL SR 1 | PROTECTION CH, Type : Protection circuit | Raichur 765kV | Raichur RTPS |  | PGCIL
PGCIL SR 1 | PROTECTION CH, Type : Protection circuit | Raichur 765kV | Kolar |  | PGCIL
PGCIL SR 1 | PROTECTION CH, Type : Protection circuit | NP Kunta 400kV | Kolar |  | PGCIL
PGCIL SR 1 | PROTECTION CH, Type : Protection circuit | Srikakulem PS | Gadividi |  | PGCIL
PGCIL SR 1 | PROTECTION CH, Type : Protection circuit | Srikakulem PS | Vemagiri PS |  | PGCIL
PGCIL SR 1 | PROTECTION CH, Type : Protection circuit | Srikakulem PS | Angul |  | PGCIL
PGCIL SR 1 | PROTECTION CH, Type : SPS | Raichur 765kV | Mysore |  | PGCIL
PGCIL SR 1 | PMU_Nellore PG_SRLDC | Nellore PG | SRLDC | Nellore PG --Alamaty -- Sriparembadur -- Chittore -- Thiruvallem --Kolar -- Somanhalli -- SRLDC | PGCIL
PGCIL SR 1 | PMU_NPS _SRLDC | Nellore PS_765kV | SRLDC | Nellore PS _Kadapa PG -- Chittore -- Thiruvallem --Kolar -- Somanhalli -- SRLDC | PGCIL
PGCIL SR 1 | PMU_Kadapa PG_SRLDC | Kadapa PG | SRLDC | Kadapa PG -- Chittore -- Thiruvallem --Kolar -- Somanhalli -- SRLDC | PGCIL
PGCIL SR 1 | PMU_NP kunta PG_SRLDC | NP Kunta | SRLDC | NP Kunta -- Kadapa PG -- Chittore -- Thiruvallem --Kolar -- Somanhalli -- SRLDC | PGCIL
PGCIL SR 1 | PMU_Gooty PG_SRLDC | Gooty PG | SRLDC | Gooty PG -- Kurnool 765kV --Raichur 765kV -- Raichur RTPS -- Munirabad PG -- Hiryur -- Nellamangangala -- Bidadi -- SMNHL -- SRLDC | PGCIL
PGCIL SR 1 | PMU_Kurnool PG_SRLDC | Kurnool 765kV | SRLDC | Kurnool 765kV --Raichur 765kV -- Raichur RTPS -- Munirabad PG -- Hiryur -- Nellamangangala -- Bidadi -- SMNHL -- SRLDC | PGCIL
PGCIL SR 1 | PMU_Raichur PG_SRLDC | Raichur 765kV | SRLDC | Raichur 765kV -- Raichur RTPS -- Munirabad PG -- Hiryur -- Nellamangangala -- Bidadi -- SMNHL -- SRLDC | PGCIL
PGCIL SR 1 | PMU_Munirabad PG_SRLDC | Munirabad PG | SRLDC | Munirabad PG -- Hiryur -- Nellamangangala -- Bidadi -- SMNHL -- SRLDC | PGCIL
PGCIL SR 1 | PMU_N'sagr PG_SRLDC | Nagarjun sagar PG | SRLDC | Nagarjuna Sagar PG -- MahabubNagar -- Raichur RTPS -- Munirabad PG -- Hiryur -- Nellamangangala -- Bidadi -- SMNHL -- SRLDC | PGCIL
PGCIL SR 1 | PMU_Gajuwaka PG_SRLDC | Gajuwaka PG | SRLDC | Gajuwaka PG -- Kakinada -- VTPS -- Tallapalli -- Nagarjuna Sagar PG -- MahabubNagar -- Raichur RTPS -- Munirabad PG -- Hiryur -- Nellamangangala -- Bidadi -- SMNHL -- SRLDC | PGCIL
PGCIL SR 1 | PMU_Simhadri NTPC_SRLDC | Simhadri_NTPC | SRLDC | Simhadri NTPC -- Vizag PG -- Kakinada -- VTPS -- Tallapalli -- Nagarjuna Sagar PG -- MahabubNagar -- Raichur RTPS -- Munirabad PG -- Hiryur -- Nellamangangala -- Bidadi -- SMNHL -- SRLDC | PGCIL
PGCIL SR 1 | PMU_Vijayawada PG_SRLDC | Vijayawada PG | SRLDC | Vijayawada PG -- Nunna AP -- SSLM RBPH -- Nannur AP -- Kurnool 765kV -- Gooty -- Pavada -- -- Hiryur -- Nellamangangala -- Bidadi -- SMNHL -- SRLDC | PGCIL
PGCIL SR 1 | PMU_Khammam PG_SRLDC | Khammam PG | SRLDC | Khammam PG -- Vijayawada PG -- Nunna AP -- SSLM RBPH -- Nannur AP -- Kurnool 765kV -- Gooty -- Pavada -- -- Hiryur -- Nellamangangala -- Bidadi -- SMNHL -- SRLDC | PGCIL
PGCIL SR 1 | PMU_Warangal PG_SRLDC | Warangal PG | SRLDC | Warangal PG -- Warangal TS -- Khammam TS -- Khammam PG -- Vijayawada PG -- Nunna AP -- SSLM RBPH -- Nannur AP -- Kurnool 765kV -- Gooty -- Pavada -- -- Hiryur -- Nellamangangala -- Bidadi -- SMNHL -- SRLDC | PGCIL
PGCIL SR 1 | PMU_Ghanapur PG_SRLDC | Ghanapur PG | SRLDC | Ghanapur PG -- Ghanapur TS -- Mamaidpalli -- SSLM LBPH-- Nannur AP -- Kurnool 765kV -- Gooty -- Pavada -- -- Hiryur -- Nellamangangala -- Bidadi -- SMNHL -- SRLDC | PGCIL
PGCIL SR 1 | PMU_Ramagundam NTPC_SRLDC | Ramagundam NTPC | SRLDC | Ramagundam NTPC -- Ghanapur PG -- Ghanapur TS -- Mamaidpalli -- SSLM LBPH-- Nannur AP -- Kurnool 765kV -- Gooty -- Pavada -- -- Hiryur -- Nellamangangala -- Bidadi -- SMNHL -- SRLDC | PGCIL
PGCIL SR 1 | PMU_Maheshwaram PG_SRLDC | Maheshwaram PS | SRLDC | Maheshwaram PS -- Ghanapur PG -- Ghanapur TS -- Mamaidpalli -- SSLM LBPH-- Nannur AP -- Kurnool 765kV -- Gooty -- Pavada -- -- Hiryur -- Nellamangangala -- Bidadi -- SMNHL -- SRLDC | PGCIL
PGCIL SR 1 | PMU_Srkakulam PG_SRLDC | Srikakulem PS | SRLDC | Srikakulem PS -- Vemagriri PS -- Vijayawada PG -- Nunna AP -- SSLM RBPH -- Nannur AP -- Kurnool 765kV -- Gooty -- Pavada -- -- Hiryur -- Nellamangangala -- Bidadi -- SMNHL -- SRLDC | PGCIL
PGCIL SR 1 | PMU_Vemagiri PG_SRLDC | Vemagiri PS | SRLDC | Vizag PG -- Kakinada -- VTPS -- Tallapalli -- Nagarjuna Sagar PG -- MahabubNagar -- Raichur RTPS -- Munirabad PG -- Hiryur -- Nellamangangala -- Bidadi -- SMNHL -- SRLDC | PGCIL
PGCIL SR 2 | RTU_Data_Nagapattanam RTU_MADURAI PG-DCPC (Data & Voice) | Nagapattanam (main) | MADURAI PG-DCPC | Nagapattanam, Trichy, Karaiudi, Madurai | PGCIL
PGCIL SR 2 | RTU_Data_Nagapattanam RTU_MADURAI PG-DCPC (Data & Voice) | Nagapattanam (stdby) | MADURAI PG-DCPC | Nagapattanam, Neyvelli TS1-exp, Neyvelli TS2_1, Neyvelli TS2-exp, Puguluru, Trichy, Karaiudi, Madurai | PGCIL
PGCIL SR 2 | RTU_Data_Tuticorin RTU_MADURAI PG-DCPC (Data & Voice) | Tuticorin PG | MADURAI PG-DCPC | Tuticorin, Madurai | PGCIL
PGCIL SR 2 | RTU_Data_Karaikudi RTU_MADURAI PG-DCPC (Data & Voice) | Karaikudi PG | MADURAI PG-DCPC | Karaikudi, Madurai | PGCIL
PGCIL SR 2 | RTU_Data_Tirunelveli RTU_MADURAI PG-DCPC (Data & Voice) | Tirunelveli | MADURAI PG-DCPC | Tirunelveli, Madurai | PGCIL
PGCIL SR 2 | RTU_Data_Kudankulam RTU_MADURAI PG-DCPC (Data & Voice) | Kundankulam | MADURAI PG-DCPC | Kudankulam, Tirunelveli, Madurai | PGCIL
PGCIL SR 2 | RTU_Data_Trichy RTU_MADURAI PG-DCPC (Data & Voice) | Trichy | MADURAI PG-DCPC | Trichy, Karaikudi, Madurai | PGCIL
PGCIL SR 2 | RTU_Data_Kaiga RTU NARENDRA PG-DCPC (Data & Voice) | Kaiga (main) | NARENDRA PG-DCPC | Kaiga, Narendra | PGCIL
PGCIL SR 2 | RTU_Data_Kaiga RTU NARENDRA PG-DCPC (Data & Voice) | Kaiga (stdby) | NARENDRA PG-DCPC | Kaiga, Davangere, Narendra | PGCIL
PGCIL SR 2 | RTU_Data_Karur RTU PONDY PG-DCPC (Data & Voice) | Karur (main) | PONDY PG-DCPC | Pugalur, Neyvelli, Pondy | PGCIL
PGCIL SR 2 | RTU_Data_Karur RTU PONDY PG-DCPC (Data & Voice) | Karur (stdby) | PONDY PG-DCPC | Pondy, Sriperambduru, Chottor, Kadapa, CK pally, Muddanuru, Ananthapura Gooty, Pavagada, Hiriyuru, Nelamangala, Mysore, Kozhikode, Trichuru, Palakkad, Udumalpet, Salem,Dharmapuri, Nagapattanam, Trichy, Pugalur | PGCIL
PGCIL SR 2 | RTU_Data_NLC TS2 Exp RTU PONDY PG-DCPC (Data & Voice) | NLC TS2 Exp (main) | PONDY PG-DCPC | Neyvelli-TS-2exp, Neyvelli TS-2_1, Neyvelli TS-2_2, Pondy | PGCIL
PGCIL SR 2 | RTU_Data_NLC TS2 Exp RTU PONDY PG-DCPC (Data & Voice) | NLC TS2 Exp (stdby) | PONDY PG-DCPC | Neyvelli-TS1exp, Nagapattanam, Dharmapuri, Salem, Udumalpet, Palakad, Truchur, Kozhikode, Mysuru, Nelamangala, Hiriyuru, Pavagada, Gooty, Ananthpur, Muddanuru, CK pally, Kadapa, Chittor, Sriperambadur, Pondy | PGCIL
PGCIL SR 2 | RTU_Data_NLC TS1 RTU PONDY PG-DCPC (Data & Voice) | NLC TS1 Exp (main) | PONDY PG-DCPC | Neyvelli-TS1exp, Neyvelli-TS2_1, Neyvelli-TS2_2, Pondy | PGCIL
PGCIL SR 2 | RTU_Data_NLC TS1 RTU PONDY PG-DCPC (Data & Voice) | NLC TS1 Exp (stdby) | PONDY PG-DCPC | Neyvelli-TS1exp, Nagapattanam, Dharmapuri, Salem, Udumalpet, Palakad, Truchur, Kozhikode, Mysuru, Nelamangala, Hiriyuru, Pavagada, Gooty, Ananthpur, Muddanuru, CK pally, Kadapa, Chittor, Sriperambadur, Pondy | PGCIL
PGCIL SR 2 | RTU_Data_NLC TS2 RTU PONDY PG-DCPC (Data & Voice) | NLC TS2 (main) | PONDY PG-DCPC | Neyvelli TS2_1, Neyvelli-TS1exp, Neyvelli-TS2_1, Neyvelli-TS2_2, Pondy | PGCIL
PGCIL SR 2 | RTU_Data_NLC TS2 RTU PONDY PG-DCPC (Data & Voice) | NLC TS2 (stdby) | PONDY PG-DCPC | Neyvelli TS2_1, Neyvelli-TS1exp, Nagapattanam, Dharmapuri, Salem, Udumalpet, Palakad, Truchur, Kozhikode, Mysuru, Nelamangala, Hiriyuru, Pavagada, Gooty, Ananthpur, Muddanuru, CK pally, Kadapa, Chittor, Sriperambadur, Pon | PGCIL
PGCIL SR 2 | RTU_Data_Arasur RTU SALEM PG-DCPC (Data & Voice) | Arasur (main) | SALEM PG-DCPC | Arasur, Udumalpet, Salem | PGCIL
PGCIL SR 2 | RTU_Data_Arasur RTU SALEM PG-DCPC (Data & Voice) | Arasur (stdby) | SALEM PG-DCPC | Arasur, MTPS, Salem | PGCIL
PGCIL SR 2 | RTU_Data_Hosur RTU SALEM PG-DCPC (Data & Voice) | Hosur (main) | Hosur | Hosur, Salem | PGCIL
PGCIL SR 2 | RTU_Data_Hosur RTU SALEM PG-DCPC (Data & Voice) | Hosur (stdby) | Hosur | Hosur, Kolar, Thiruvalam, Chittore, Sriperembdur, Pondy, Neyvelli, Nagapattanam, Dharmapuri, Salem | PGCIL
PGCIL SR 2 | RTU_Data_Dharmapuri RTU SALEM PG-DCPC (Data & Voice) | Dharmapuri (main) | SALEM PG-DCPC | Dharmapuri, Salem | PGCIL
PGCIL SR 2 | RTU_Data_Udumalpete RTU SALEM PG-DCPC (Data & Voice) | Udumalpete (main) | SALEM PG-DCPC | Udumalpet, Salem | PGCIL
PGCIL SR 2 | RTU_Data_Udumalpete Statcom RTU SALEM PG-DCPC (Data & Voice) | Udumalpete (stdby) | SALEM PG-DCPC | Udumalpet, Arasur, MTPS, Salem | PGCIL
PGCIL SR 2 | RTU_Data_Hassan RTU SOMANAHALLI PG-DCPC (Data & Voice) | Hassan (main) | SOMANAHALLI PG-DCPC | Nelmangala, Bidadi | PGCIL
PGCIL SR 2 | RTU_Data_Hassan RTU SOMANAHALLI PG-DCPC (Data & Voice) | Hassan (stdby) | SOMANAHALLI PG-DCPC | Mysore, Kozikode, Trichuru, Palakad, Udumalpet, Salem, Hosur | PGCIL
PGCIL SR 2 | RTU_Data_Kolar HVDC RTU SOMANAHALLI PG-DCPC (Data & Voice) | Kolar HVDC (main) | SOMANAHALLI PG-DCPC | Kolar, Somanahalli | PGCIL
PGCIL SR 2 | RTU_Data_Kolar HVAC RTU SOMANAHALLI PG-DCPC (Data & Voice) | Kolar HVDC (stdby) | SOMANAHALLI PG-DCPC | Kolar, Hosur, Somanahalli | PGCIL
PGCIL SR 2 | RTU_Data_Talcher RTU SOMANAHALLI PG-DCPC (Data & Voice) | Kolar HVAC (main) | SOMANAHALLI PG-DCPC | Kolar, Somanahalli | PGCIL
PGCIL SR 2 | RTU Data : Kolar HVAC (stdby) RTU - SOMANAHALLI PG-DCPC (Data & Voice) | Kolar HVAC (stdby) | SOMANAHALLI PG-DCPC | Kolar, Hosur, Somanahalli | PGCIL
PGCIL SR 2 | RTU Data : Pavagada (main) RTU - SOMANAHALLI PG-DCPC (Data & Voice) | Pavagada (main) | SOMANAHALLI PG-DCPC | Gooty, Ananthpur, Muddanur, CK pally, Kadapa, Chittor, Sriperambaduru, pondy, Neyveli, Nagapattanam, Dharmapuri, Salem, Hosuru, Somanahalli, SRLDC | PGCIL
PGCIL SR 2 | RTU Data : Pavagada (stdby) RTU - SOMANAHALLI PG-DCPC (Data & Voice) | Pavagada (stdby) | SOMANAHALLI PG-DCPC | Hiriyuru, Nelamangala, Bidadi | PGCIL
PGCIL SR 2 | RTU Data : Hiriyur (main) RTU - SOMANAHALLI PG-DCPC (Data & Voice) | Hiriyur (main) | SOMANAHALLI PG-DCPC | Hiriyuru, Nelamangala, Bidadi, Somanahalli | PGCIL
PGCIL SR 2 | RTU Data : Hiriyur (stdby) RTU - SOMANAHALLI PG-DCPC (Data & Voice) | Hiriyur (stdby) | SOMANAHALLI PG-DCPC | Pavagada, Gooty, Ananthpur, Muddanur, CK pally, Kadapa, Chittor, Sriperambaduru, pondy, Neyveli, Nagapattanam, Dharmapuri, Salem, Hosuru, Somanahalli | PGCIL
PGCIL SR 2 | RTU Data : Yelahanka (main) RTU - SOMANAHALLI PG-DCPC (Data & Voice) | Yelahanka (main) | SOMANAHALLI PG-DCPC | Yelahanka, Nelamangala, Bidadi, Somanahalli | PGCIL
PGCIL SR 2 | RTU Data : Yelahanka (stdby) RTU - SOMANAHALLI PG-DCPC (Data & Voice) | Yelahanka (stdby) | SOMANAHALLI PG-DCPC | Yelahanka, Hoody, Kolar, Somanahalli | PGCIL
PGCIL SR 2 | RTU Data : Tumkur (main) RTU - SOMANAHALLI PG-DCPC (Data & Voice) | Tumkur (main) | SOMANAHALLI PG-DCPC | Tumkuru, Kolar, Somanahalli | PGCIL
PGCIL SR 2 | RTU Data : Tumkur (stdby RTU - SOMANAHALLI PG-DCPC (Data & Voice) | Tumkur (stdby | SOMANAHALLI PG-DCPC | Tumkur, HB halli, Kudgi, Narendra, Davangere, Hiriyur, Nelamangala, Bidadi, Somanahalli | PGCIL
PGCIL SR 2 | RTU Data : Mysore PG (main) RTU - SOMANAHALLI PG-DCPC (Data & Voice) | Mysore PG (main) | SOMANAHALLI PG-DCPC | Hassan, Nelmangala, Bidadi | PGCIL
PGCIL SR 2 | RTU Data : Mysore PG (stdby) RTU - SOMANAHALLI PG-DCPC (Data & Voice) | Mysore PG (stdby) | SOMANAHALLI PG-DCPC | Kozikode, Trichuru, Palakad, Udumalpet, Salem, Hosur | PGCIL
PGCIL SR 2 | RTU Data : Bidadi (main) RTU - SOMANAHALLI PG-DCPC (Data & Voice) | Bidadi (main) | SOMANAHALLI PG-DCPC | Bidadi, Somanahalli | PGCIL
PGCIL SR 2 | RTU Data : Bidadi (stdby RTU - SOMANAHALLI PG-DCPC (Data & Voice) | Bidadi (stdby | SOMANAHALLI PG-DCPC | Bidadi, NLMGL, Hiriyur, Pavagada, Tumkur, Kolar, Somanahalli | PGCIL
PGCIL SR 2 | RTU Data : Thiruvalam (main) RTU - SRIPERAMBDUR PG-DCPC (Data & Voice) | Thiruvalam (main) | SRIPERAMBDUR PG-DCPC | Thiruvalam, Chittor, Sriperumbdur | PGCIL
PGCIL SR 2 | RTU Data : Thiruvalam (stdby) RTU - SRIPERAMBDUR PG-DCPC (Data & Voice) | Thiruvalam (stdby) | SRIPERAMBDUR PG-DCPC | Thiruvalam, Kolar, Dharmapuri, Nagapattanam, Neyvelli, Pondy, Sriperumbdur | PGCIL
PGCIL SR 2 | RTU Data : Vallur NTPC (main) RTU - SRIPERAMBDUR PG-DCPC (Data & Voice) | Vallur NTPC (main) | SRIPERAMBDUR PG-DCPC | Vallur, Alamatty, Sriperumbdur | PGCIL
PGCIL SR 2 | RTU Data : Vallur NTPC (stdby0 RTU - SRIPERAMBDUR PG-DCPC (Data & Voice) | Vallur NTPC (stdby0 | SRIPERAMBDUR PG-DCPC | Vallur, Alamatty, Repeater, Nellore, Kadapa, Chittor, Sriperumbdur | PGCIL
PGCIL SR 2 | RTU Data : Kalvinthapattu (main) RTU - SRIPERAMBDUR PG-DCPC (Data & Voice) | Kalvinthapattu (main) | SRIPERAMBDUR PG-DCPC | Kalvintapattu, Sriperumbdur | PGCIL
PGCIL SR 2 | RTU Data : Kalvinthapattu (stdby) RTU - SRIPERAMBDUR PG-DCPC (Data & Voice) | Kalvinthapattu (stdby) | SRIPERAMBDUR PG-DCPC | Kalvintapattu, Bhavani, Pondy, Sriperumbdur | PGCIL
PGCIL SR 2 | RTU Data : Kalpakkam (main) RTU - SRLDC-DCPC (Data & Voice) | Kalpakkam (main) | SRLDC-DCPC | Pondy, Neyvelli, Nagapattanam, Dharmapuri, Salem, Hosur, Kolar, Somanahalli | PGCIL
PGCIL SR 2 | RTU Data : Kalpakkam (stdby) RTU - SRLDC-DCPC (Data & Voice) | Kalpakkam (stdby) | SRLDC-DCPC | Chittor, Kadapa, CK pally, Muddanuru, Ananthapura, Gooty, Kurnul, Raichur, Munirabad, Davanagere, Hiriyuru, Nelamangala, Bidadi | PGCIL
PGCIL SR 2 | RTU Data : Coastal (main) RTU - SRLDC-DCPC (Data & Voice) | Coastal (main) | SRLDC-DCPC | Tuticorin, Madhurai, Karaikudi, Trichy, Nagapattanam, Dharmapuri, Salem, Hosur, Kolar, SMNHL, SRLDC | PGCIL
PGCIL SR 2 | RTU Data : Coastal (stdby) RTU - SRLDC-DCPC (Data & Voice) | Coastal (stdby) | SRLDC-DCPC | Madhurai, Tirunelveli, Thrivandram, Pothencode, Edaman, Kundara, Edappan, Pallon, KRL, Bharampuram, Kalamassery, Cochin, Trichuru, Kozhikode, Mysore, Nelamangala, Bidadi | PGCIL
PGCIL SR 2 | RTU Data : NTPL (main) RTU - SRLDC-DCPC (Data & Voice) | NTPL (main) | SRLDC-DCPC | Tuticorin, Madhurai, Karaikudi, Trichy, Nagapattanam, Dharmapuri, Salem, Hosur, Kolar, SMNHL, SRLDC | PGCIL
PGCIL SR 2 | RTU Data : NTPL (stdby) RTU - SRLDC-DCPC (Data & Voice) | NTPL (stdby) | SRLDC-DCPC | Madhurai, Tirunelveli, Thrivandram, Pothencode, Edaman, Kundara, Edappan, Pallon, KRL, Bharampuram, Kalamassery, Cochin, Trichuru, Kozhikode, Mysore, Nelamangala, Bidadi | PGCIL
PGCIL SR 2 | RTU Data : NNTPS (main) RTU - SRLDC-DCPC (Data & Voice) | NNTPS (main) | SRLDC-DCPC | Karaikudi, Thrichy, Nagapattanam, Dharmapuri, Salem, Hosur, Kolar, Somanahalli | PGCIL
PGCIL SR 2 | RTU Data : NNTPS (stdby) RTU - SRLDC-DCPC (Data & Voice) | NNTPS (stdby) | SRLDC-DCPC | Puguluru, Trichy, Karaikudi, Madhurai, Tirunelveli, Thrivandram, Pothencode, Edaman, Kundara, Edappan, Pallon, KRL, Bharampuram, Kalamassery, Cochin, Trichuru, Kozhikode, Mysore, Nelamangala, Bidadi | PGCIL
PGCIL SR 2 | RTU Data : ILFS (main) RTU - SRLDC-DCPC (Data & Voice) | ILFS (main) | SRLDC-DCPC | Nagapattanam, Dharmapuri, Salem, Hosur, Kolar, Somanahalli | PGCIL
PGCIL SR 2 | RTU Data : ILFS (stdby) RTU - SRLDC-DCPC (Data & Voice) | ILFS (stdby) | SRLDC-DCPC | Nagapattanam, Trichy, Karaikudi, Madhurai, Tirunelveli, Thrivandram, Pothencode, Edaman, Kundara, Edappan, Pallon, KRL, Bharampuram, Kalamassery, Cochin, Trichuru, Kozhikode, Mysore, Nelamangala, Bidadi | PGCIL
PGCIL SR 2 | "104 RTU "&D622&" - SRLDC (Data)" Main | Kudgi 765kv PG | SRLDC | Kudgi - Narendra - Davangere - Hiriyur - NLMNGL - Bidadi - SMNHL - SRLDC | PGCIL
PGCIL SR 2 | "104 RTU "&D626&" - SRLDC (Data)" Backup | Kudgi 765kv PG | NRLDC | Kudgi - Narendra - Davangere - Munirabad - Raichur - Kurnool Ap -- SSLM LBPH -- Mamidipalli -- Ghanapur TS -- Ghanapur PG -- Ramagundam NTPC -- Bhadrwati -- WR ---NR -- NRLDC | PGCIL
PGCIL SR 2 | "104 RTU "&D630&" - SRLDC (Data)" Main | Kudgi NTPC | SRLDC | Kudgi NTPC - Kudgi - Narendra - Davangere - Hiriyur - NLMNGL - Bidadi - SMNHL - SRLDC | PGCIL
PGCIL SR 2 | "104 RTU "&D634&" - SRLDC (Data)" Backup | Kudgi NTPC | NRLDC | Kudgi NTPC - Kudgi - Narendra - Davangere - Munirabad - Raichur - Kurnool Ap -- SSLM LBPH -- Mamidipalli -- Ghanapur TS -- Ghanapur PG -- Ramagundam NTPC -- Bhadrwati -- WR ---NR -- NRLDC | PGCIL
PGCIL SR 2 | "104 RTU "&D638&" - SRLDC (Data)" Main | Vallur NTPC | SRLDC | Vallur, Alamatty, Sriperumbdur, Chittor, THVLM, Kolar, SMNHL, SRLDC | PGCIL
PGCIL SR 2 | "104 RTU "&D642&" - SRLDC (Data)" Backup | Vallur NTPC | NRLDC | Vallur, Alamatty, Repeater, Nellore, Kadapa, CK Pally, Muddanur, Ananthpur, Gooty, Somayajulapalli, Nannur, SSLM LBPH -- Mamidipalli -- Ghanapur TS -- Ghanapur PG -- Ramagundam NTPC -- Bhadrwati -- WR ---NR -- NRLDC | PGCIL
PGCIL SR 2 | "104 RTU "&D646&" - SRLDC (Data)" Main | Tuticorin GIS | SRLDC | GIS Tuticorin, Madurai, Karaikudi, Trichy, Nagapattanam, Dharmapuri, Salem, Hosur, SMNHL, SRLDC | PGCIL
PGCIL SR 2 | "104 RTU "&D650&" - SRLDC (Data)" Backup | Tuticorin GIS | NRLDC | GIS Tuticorin, Madurai, Karaikudi, Trichy, Nagapattanam, NLC TS1 Exp,NLC TS1, Pondy, Sripermbdur, Chittor, Kadapa, CK Pally, Muddanur, Ananthpur, Gooty, Somayajulapalli, Nannur, SSLM LBPH -- Mamidipalli -- Ghanapur TS -- Ghanapur PG -- Ramagundam NTPC -- Bhadrwati -- WR ---NR -- NRLDC | PGCIL
PGCIL SR 2 | "104 RTU "&D654&" - SRLDC (Data)" Main | Maniyachi(Mythra) | SRLDC | Maniyachi, GIS Tuticorin, Madurai, Karaikudi, Trichy, Nagapattanam, Dharmapuri, Salem, Hosur, SMNHL, SRLDC | PGCIL
PGCIL SR 2 | "104 RTU "&D658&" - SRLDC (Data)" Backup | Maniyachi(Mythra) | NRLDC | Maniyachi, GIS Tuticorin, Madurai, Karaikudi, Trichy, Nagapattanam, NLC TS1 Exp,NLC TS1, Pondy, Sripermbdur, Chittor, Kadapa, CK Pally, Muddanur, Ananthpur, Gooty, Somayajulapalli, Nannur, SSLM LBPH -- Mamidipalli -- Ghanapur TS -- Ghanapur PG -- Ramagundam NTPC -- Bhadrwati -- WR ---NR -- NRLDC | PGCIL
PGCIL SR 2 | "104 RTU "&D662&" - SRLDC (Data)" Main | Chandragiri | SRLDC | Chandragiri, GIS Tuticorin, Madurai, Karaikudi, Trichy, Nagapattanam, Dharmapuri, Salem, Hosur, SMNHL, SRLDC | PGCIL
PGCIL SR 2 | "104 RTU "&D666&" - SRLDC (Data)" Backup | Chandragiri | NRLDC | Chandragiri, GIS Tuticorin, Madurai, Karaikudi, Trichy, Nagapattanam, NLC TS1 Exp,NLC TS1, Pondy, Sripermbdur, Chittor, Kadapa, CK Pally, Muddanur, Ananthpur, Gooty, Somayajulapalli, Nannur, SSLM LBPH -- Mamidipalli -- Ghanapur TS -- Ghanapur PG -- Ramagundam NTPC -- Bhadrwati -- WR ---NR -- NRLDC | PGCIL
PGCIL SR 2 | "104 RTU "&D670&" - SRLDC (Data)" Main | Poovani(Orange) | SRLDC | Poovani, GIS Tuticorin, Madurai, Karaikudi, Trichy, Nagapattanam, Dharmapuri, Salem, Hosur, SMNHL, SRLDC | PGCIL
PGCIL SR 2 | "104 RTU "&D674&" - SRLDC (Data)" Backup | Poovani(Orange) | NRLDC | Poovani, GIS Tuticorin, Madurai, Karaikudi, Trichy, Nagapattanam, NLC TS1 Exp,NLC TS1, Pondy, Sripermbdur, Chittor, Kadapa, CK Pally, Muddanur, Ananthpur, Gooty, Somayajulapalli, Nannur, SSLM LBPH -- Mamidipalli -- Ghanapur TS -- Ghanapur PG -- Ramagundam NTPC -- Bhadrwati -- WR ---NR -- NRLDC | PGCIL
PGCIL SR 2 | "104 RTU "&D678&" - SRLDC (Data)" Main | Hosur PG | SRLDC | Hosur, SMNHL, SRLDC | PGCIL
PGCIL SR 2 | "104 RTU "&D682&" - SRLDC (Data)" Backup | Hosur PG | NRLDC | Hosur,Kolar, Tumkur, Pavagada, Gooty, Somayajulapalli, Nannur, SSLM LBPH -- Mamidipalli -- Ghanapur TS -- Ghanapur PG -- Ramagundam NTPC -- Bhadrwati -- WR ---NR -- NRLDC | PGCIL
PGCIL SR 2 | "104 RTU "&D686&" - SRLDC (Data)" Main | Udumalpet PG | SRLDC | Udumalpet, Salem, Hosur, SMNHL, SRLDC | PGCIL
PGCIL SR 2 | "104 RTU "&D690&" - SRLDC (Data)" Backup | Udumalpet PG | NRLDC | Udumalpet, Pugulur, Salem, Dharmapuri, Hoody, Kolar, Tumkur, Pavagada, Gooty, Somayajulapalli, Nannur, SSLM LBPH -- Mamidipalli -- Ghanapur TS -- Ghanapur PG -- Ramagundam NTPC -- Bhadrwati -- WR ---NR -- NRLDC | PGCIL
PGCIL SR 2 | "104 RTU "&D694&" - SRLDC (Data)" Main | Salem PG | SRLDC | Salem, Hosur, SMNHL, SRLDC | PGCIL
PGCIL SR 2 | "104 RTU "&D698&" - SRLDC (Data)" Backup | Salem PG | NRLDC | Salem, Dharmapuri, Hoody, Kolar, Tumkur, Pavagada, Gooty, Somayajulapalli, Nannur, SSLM LBPH -- Mamidipalli -- Ghanapur TS -- Ghanapur PG -- Ramagundam NTPC -- Bhadrwati -- WR ---NR -- NRLDC | PGCIL
PGCIL SR 2 | "104 RTU "&D702&" - SRLDC (Data)" Main | Sriperambdur PG | SRLDC | Sriperumbdur, Chittor, THVLM, Kolar, SMNHL, SRLDC | PGCIL
PGCIL SR 2 | "104 RTU "&D706&" - SRLDC (Data)" Backup | Sriperambdur PG | NRLDC | Sriperambdur, Pondy, NLC TS2, Nagapattanam, Dharmapuri, Salem, Dharmapuri, Hoody, Kolar, Tumkur, Pavagada, Gooty, Somayajulapalli, Nannur, SSLM LBPH -- Mamidipalli -- Ghanapur TS -- Ghanapur PG -- Ramagundam NTPC -- Bhadrwati -- WR ---NR -- NRLDC | PGCIL
PGCIL SR 2 | "104 RTU "&D710&" - SRLDC (Data)" Main | Somanahalli PG | SRLDC | SMNHL, SRLDC | PGCIL
PGCIL SR 2 | "104 RTU "&D714&" - SRLDC (Data)" Backup | Somanahalli PG | NRLDC | SMNHL, Kolar, Tumkur, Pavagada, Gooty, Somayajulapalli, Nannur, SSLM LBPH -- Mamidipalli -- Ghanapur TS -- Ghanapur PG -- Ramagundam NTPC -- Bhadrwati -- WR ---NR -- NRLDC | PGCIL
PGCIL SR 2 | "104 RTU "&D718&" - SRLDC (Data)" Main | Mysore PG | SRLDC | Mysore, NLMNGL, Bidadi, SMNHL, SRLDC | PGCIL
PGCIL SR 2 | "104 RTU "&D722&" - SRLDC (Data)" Backup | Mysore PG | NRLDC | Mysore, Kozhikode, Trichur, Palakkad, Udumalpet, Salem, Dharmapuri, Hoody, Kolar, Tumkur, Pavagada, Gooty, Somayajulapalli, Nannur, SSLM LBPH -- Mamidipalli -- Ghanapur TS -- Ghanapur PG -- Ramagundam NTPC -- Bhadrwati -- WR ---NR -- NRLDC | PGCIL
PGCIL SR 2 | "104 RTU "&D726&" - SRLDC (Data)" Main | Trichur PG | SRLDC | Trichur, Kozhikode, Mysore, NLMNGL, Bidadi, SMNHL, SRLDC | PGCIL
PGCIL SR 2 | "104 RTU "&D730&" - SRLDC (Data)" Backup | Trichur PG | NRLDC | Trichur, Palakkad, Udumalpet, Salem, Dharmapuri, Hoody, Kolar, Tumkur, Pavagada, Gooty, Somayajulapalli, Nannur, SSLM LBPH -- Mamidipalli -- Ghanapur TS -- Ghanapur PG -- Ramagundam NTPC -- Bhadrwati -- WR ---NR -- NRLDC | PGCIL
PGCIL SR 2 | "104 RTU "&D734&" - SRLDC (Data)" Main | Trichy PG | SRLDC | Trichy, Nagapattanam, Dharmapuri, Salem, Hosur, SMNHL, SRLDC | PGCIL
PGCIL SR 2 | "104 RTU "&D738&" - SRLDC (Data)" Backup | Trichy PG | NRLDC | Trichy, Nagapattanam, NLC TS1 Exp,NLC TS1, Pondy, Sripermbdur, Chittor, THVLM, Kolar, Tumkur, Pavagada, Gooty, Somayajulapalli, Nannur, SSLM LBPH -- Mamidipalli -- Ghanapur TS -- Ghanapur PG -- Ramagundam NTPC -- Bhadrwati -- WR ---NR -- NRLDC | PGCIL
PGCIL SR 2 | "104 RTU "&D742&" - SRLDC (Data)" Main | Madurai PG | SRLDC | Madurai, Karaikudi, Trichy, Nagapattanam, Dharmapuri, Salem, Hosur, SMNHL, SRLDC | PGCIL
PGCIL SR 2 | "104 RTU "&D746&" - SRLDC (Data)" Backup | Madurai PG | NRLDC | Madurai, Karaikudi,Trichy, Nagapattanam, NLC TS1 Exp,NLC TS1, Pondy, Sripermbdur, Chittor, THVLM, Kolar, Tumkur, Pavagada, Gooty, Somayajulapalli, Nannur, SSLM LBPH -- Mamidipalli -- Ghanapur TS -- Ghanapur PG -- Ramagundam NTPC -- Bhadrwati -- WR ---NR -- NRLDC | PGCIL
PGCIL SR 2 | "104 RTU "&D750&" - SRLDC (Data)" Main | Trivendrum PG | SRLDC | Trivendrum, Tirunelveli, Madurai, Karaikudi, Trichy, Nagapattanam, Dharmapuri, Salem, Hosur, SMNHL, SRLDC | PGCIL
PGCIL SR 2 | "104 RTU "&D754&" - SRLDC (Data)" Backup | Trivendrum PG | NRLDC | Trivendrum, Tirunelveli, Madurai, Karaikudi, Trichy, Nagapattanam, NLC TS1 Exp,NLC TS1, Pondy, Sripermbdur, Chittor, THVLM, Kolar, Tumkur, Pavagada, Gooty, Somayajulapalli, Nannur, SSLM LBPH -- Mamidipalli -- Ghanapur TS -- Ghanapur PG -- Ramagundam NTPC -- Bhadrwati -- WR ---NR -- NRLDC | PGCIL
PGCIL SR 2 | DCPC : SALEM PG - Main (Data) | SALEM PG | SRLDC | Salem, SRLDC | PGCIL
PGCIL SR 2 | DCPC : SALEM PG - stdby (Data) | SALEM PG | SRLDC | Salem, Trichur, Madurai, Pondy, Sripermbdur, Gooty, Vijayawada, Vizag, Ghanapura, Narendra, SMNHL, SRLDC | PGCIL
PGCIL SR 2 | DCPC : TRICHUR PG - Main (Data) | TRICHUR PG | SRLDC | Trichur, Salem, SRLDC | PGCIL
PGCIL SR 2 | DCPC : TRICHUR PG - stdby (Data) | TRICHUR PG | SRLDC | Salem, Trichur, Madurai, Pondy, Sripermbdur, Gooty, Vijayawada, Vizag, Ghanapura, Narendra, SMNHL, SRLDC | PGCIL
PGCIL SR 2 | DCPC : Madurai PG - Main (Data) | Madurai PG | SRLDC | Madurai, Trichur, Salem, SRLDC | PGCIL
PGCIL SR 2 | DCPC : Madurai PG - stdby (Data) | Madurai PG | SRLDC | , Madurai, Pondy, Sripermbdur, Gooty, Vijayawada, Vizag, Ghanapura, Narendra, SMNHL, SRLDC | PGCIL
PGCIL SR 2 | DCPC : PONDY PG - Main (Data) | PONDY PG | SRLDC | Pondy, Madurai, Trichur, Salem, SRLDC | PGCIL
PGCIL SR 2 | DCPC : PONDY PG - stdby (Data) | PONDY PG | SRLDC | Pondy, Sripermbdur, Gooty, Vijayawada, Vizag, Ghanapura, Narendra, SMNHL, SRLDC | PGCIL
PGCIL SR 2 | DCPC : Sriperambdur PG - Main (Data) | Sriperambdur PG | SRLDC | Sripermbdur, Pondy, Madurai, Trichur, Salem, SRLDC | PGCIL
PGCIL SR 2 | DCPC : Sriperambdur PG - stdby (Data) | Sriperambdur PG | SRLDC | Sripermbdur, Gooty, Vijayawada, Vizag, Ghanapura, Narendra, SMNHL, SRLDC | PGCIL
PGCIL SR 2 | DCPC : NARENDRA PG - Main (Data) | NARENDRA PG | SRLDC | Narendra, SMNHAL, SRLDC | PGCIL
PGCIL SR 2 | DCPC : NARENDRA PG - stdby (Data) | NARENDRA PG | SRLDC | Narendra, Ghanapura, Vizag, Vijayawada, Gooty, Sriperambdur, Pondy, Madurai, Trichur, Salem, SRLDC | PGCIL
PGCIL SR 2 | DCPC : Somanahalli PG - Main (Data) | Somanahalli PG | SRLDC | SMNHL, SRLDC | PGCIL
PGCIL SR 2 | DCPC : Somanahalli PG - stdby (Data) | Somanahalli PG | SRLDC | SMNHL, Narendra, Ghanapura, Vizag, Vijayawada, Gooty, Sriperambdur, Pondy, Madurai, Trichur, Salem, SRLDC | PGCIL
PGCIL SR 2 | DCPC : SRLDC - Main (Data) | SRLDC | SRLDC | SRLDC (DCPC Installed in SRLDC only) | PGCIL
PGCIL SR 2 | PMU_Somanahalli PG _SRLDC | Somanahalli PG | SRLDC | SMNHL, SRLDC
PGCIL SR 2 | PMU_Hosur PG _SRLDC | Hosur PG | SRLDC | Hosur, SMNHL, SRLDC
PGCIL SR 2 | PMU_Salem PG _SRLDC | SALEM PG | SRLDC | Salem, Hosur, SMNHL, SRLDC
PGCIL SR 2 | PMU_Udumalpet PG _SRLDC | Udumalpet PG | SRLDC | Udumalpet, Salem, Hosur, SMNHL, SRLDC
PGCIL SR 2 | PMU_Trichur PG _SRLDC | TRICHUR PG | SRLDC | Trichur, Palakkad, Udumalpet, Salem, Hosur, SMNHL, SRLDC
PGCIL SR 2 | PMU_Cochin _SRLDC | COCHIN PG | SRLDC | Cochin, Trichur, Palakkad, Udumalpet, Salem, Hosur, SMNHL, SRLDC
PGCIL SR 2 | PMU_Kozhikode PG _SRLDC | Kozhikode PG | SRLDC | Kozhikode, Cochin, Trichur, Palakkad, Udumalpet, Salem, Hosur, SMNHL, SRLDC
PGCIL SR 2 | PMU_Mysore PG _SRLDC | Mysore PG | SRLDC | Mysore, Kozhikode, Cochin, Trichur, Palakkad, Udumalpet, Salem, Hosur, SMNHL, SRLDC
PGCIL SR 2 | PMU_Hassan PG _SRLDC | Hassan PG | SRLDC | Hassan, Mysore, Kozhikode, Cochin, Trichur, Palakkad, Udumalpet, Salem, Hosur, SMNHL, SRLDC
PGCIL SR 2 | PMU_ Bidadi PG _SRLDC | Bidadi PG | SRLDC | Bidadi, SMNHL, SRLDC
PGCIL SR 2 | PMU_Yelahanka PG _SRLDC | YELAHANKA PG | SRLDC | Yelahanka, NLMNGL, Bidadi, SMNHL, SRLDC
PGCIL SR 2 | PMU_Kolar PG _SRLDC | KOLAR PG | SRLDC | Kolar, SMNHL, SRLDC
PGCIL SR 2 | PMU_ Thiruvalam PG_SRLDC | Thiruvalam PG | SRLDC | Thiruvalam, Kolar, SMNHL, SRLDC
PGCIL SR 2 | PMU_Pavagada PG _SRLDC | Pavagada PG | SRLDC | Pavagada, Tumkur, Kolar, SMNHL, SRLDC
PGCIL SR 2 | PMU_Hiriyur PG _SRLDC | Hiriyur PG | SRLDC | Hiriyur, Pavagada, Tumkur, Kolar, SMNHL, SRLDC
PGCIL SR 2 | PMU_Narendra PG _SRLDC | NARENDRA PG | SRLDC | Narendra, Davangere/Guttur, Hiriyur, Pavagada, Tumkur, Kolar, SMNHL, SRLDC
PGCIL SR 2 | PMU_Kudgi PG _SRLDC | Kudgi PG | SRLDC | Kudgi, Narendra, Davangere/Guttur, Hiriyur, Pavagada, Tumkur, Kolar, SMNHL, SRLDC
PGCIL SR 2 | PMU_Kaiga NPCIL _SRLDC | Kaiga NPCIL | SRLDC | Kaiga, Narendra, Davangere/Guttur, Hiriyur, Pavagada, Tumkur, Kolar, SMNHL, SRLDC
PGCIL SR 2 | PMU_Tumkur PG _SRLDC | Tumkur PG | SRLDC | Tumkur, Kolar, SMNHL, SRLDC
PGCIL SR 2 | PMU_Arasur PG _SRLDC | Arasur PG | SRLDC | Arasur, Udumalpet, Salem, Hosur, SMNHL, SRLDC
PGCIL SR 2 | PMU_Dharmapuri PG _SRLDC | Dharmapuri PG | SRLDC | Dharmapuri, Salem, Hosur, SMNHL, SRLDC
PGCIL SR 2 | PMU_Nagapattanam PG _SRLDC | Nagapattanam PG | SRLDC | Nagapattanam, Dharmapuri, Salem, Hosur, SMNHL, SRLDC
PGCIL SR 2 | PMU_Neyveli TS1 _SRLDC | Neyveli TS1 | SRLDC | Neyveli TS1, Nagapattanam, Dharmapuri, Salem, Hosur, SMNHL, SRLDC
PGCIL SR 2 | PMU_Karaikudi PG _SRLDC | Karaikudi PG | SRLDC | Karaikudi, Thrichy, Nagapattanam, Dharmapuri, Salem, Hosur, SMNHL, SRLDC
PGCIL SR 2 | PMU_Madurai PG _SRLDC | Madurai PG | SRLDC | Madurai, Karaikudi, Thrichy, Nagapattanam, Dharmapuri, Salem, Hosur, SMNHL, SRLDC
PGCIL SR 2 | PMU_Tirunelveli PG _SRLDC | Tirunelveli PG | SRLDC | Tirunelveli, Madurai, Karaikudi, Thrichy, Nagapattanam, Dharmapuri, Salem, Hosur, SMNHL, SRLDC
PGCIL SR 2 | PMU_Kudankulam _SRLDC | Kudankulam | SRLDC | Kudankulam,Tirunelveli, Madurai, Karaikudi, Thrichy, Nagapattanam, Dharmapuri, Salem, Hosur, SMNHL, SRLDC
PGCIL SR 2 | PMU_Trivendrum PG _SRLDC | Trivendrum PG | SRLDC | Trivendrum, Tirunelveli, Madurai, Karaikudi, Thrichy, Nagapattanam, Dharmapuri, Salem, Hosur, SMNHL, SRLDC
PGCIL SR 2 | PMU_Kudankulam _SRLDC | Kudankulam | SRLDC | Kudankulam, Kundara, Pothenkode, Trivendrum, Tirunelveli, Madurai, Karaikudi, Thrichy, Nagapattanam, Dharmapuri, Salem, Hosur, SMNHL, SRLDC
PGCIL SR 2 | PMU_Trichy PG _SRLDC | Trichy PG | SRLDC | Trichy, Nagapattanam, Dharmapuri, Salem, Hosur, SMNHL, SRLDC
PGCIL SR 2 | PMU_Karur PG _SRLDC | Karur PG | SRLDC | Karur, Alandur, Trichy, Nagapattanam, Dharmapuri, Salem, Hosur, SMNHL, SRLDC
PGCIL SR 2 | PMU_NLC TS2Exp _SRLDC | NLC TS2 Exp | SRLDC | Nlc TS2 Exp, NLC TS2, NLC TS1Exp, Nagapattanam, Dharmapuri, Salem, Hosur, SMNHL, SRLDC
PGCIL SR 2 | PMU_NLC TS2 _SRLDC | NLC TS2 | SRLDC | NLC TS2, NLC TS1Exp, Nagapattanam, Dharmapuri, Salem, Hosur, SMNHL, SRLDC
PGCIL SR 2 | PMU_Pondy PG _SRLDC | Pondy PG | SRLDC | Pondy, Sriperambdur, Chittor, Thiruvalam, Kolar, SMHL, SRLDC
PGCIL SR 2 | PMU_Sriperambdur PG _SRLDC | Sriperambdur PG | SRLDC | Sriperambdur, Chittor, Thiruvalam, Kolar, SMHL, SRLDC
PGCIL SR 2 | PMU_Bhavini _SRLDC | Bhavini | SRLDC | Bhavini, Kalvinthapattu, Sriperambdur, Chittor, Thiruvalam, Kolar, SMHL, SRLDC
PGCIL SR 2 | PMU_KSEB SLDC_SRLDC | Kalamasserry SLDC | SRLDC | Kalamasserry, Cochin, Trichur, Palakkad, Udumalpet, Salem, Hosur, SMNHL, SRLDC
PGCIL SR 2 | PMU_CHENNAI SLDC_SRLDC | Chennai SLDC | SRLDC | Salem, Hosur, SMNHL, SRLDC
PGCIL SR 2 | PMU_KPTCL SLDC_SRLDC | KPTCL SLDC | SRLDC | KPTCL SLDC, SRLDC
PGCIL SR 2 | ICCP_Chennai SLDC_SRLDC | Chennai SLDC (Main) | SRLDC | Madurai SLDC, Madurai PG, Karaikudi, Trichy, Nagapattanam, Dharmapuri, Salem, Hosur, SMNHL, SRLDC
PGCIL SR 2 | ICCP_Chennai SLDC_SRLDC | Chennai SLDC (Protection) | SRLDC | Salem, Hosur, SMNHL, SRLDC
PGCIL SR 2 | ICCP_KSEB SLDC_SRLDC | Kalamasserry SLDC (main) | SRLDC | Kalamasserry, Cochin, Trichur, Palakkad, Udumalpet, Salem, Hosur, SMNHL, SRLDC
PGCIL SR 2 | ICCP_KSEB SLDC_SRLDC | Kalamasserry SLDC (Protection) | SRLDC | Kalamasserry, Chalakudy, Trichur KSEB, Kozhikode, Mysore, NGMNGL, Bidadi, SMNHL, SRLDC
PGCIL SR 2 | ICCP_Pondy SLDC_SRLDC | Pondy SCC (main) | SRLDC | Pondy SCC, Bahour, NLC TS2, NLC TS1 Exp, Nagapattanam, Dharmapuri, Salem, Hosur, SMNHL, SRLDC
PGCIL SR 2 | ICCP_Pondy SLDC_SRLDC | Pondy SCC (Protection) | SRLDC | Pondy SCC, Bahour, NLC TS2, Pondy, Sriperambdur, Chittor, Thiruvalam, Kolar, SMHL, SRLDC
PGCIL SR 2 | REMC_TN _SRLDC_Main | Chennai SLDC | SRLDC | Chennai SLDC, Madurai SLDC, Madurai PG, Karaikudi, Trichy, Nagapattanam, Dharmapuri, Salem, Hosur, SMNHL, SRLDC
PGCIL SR 2 | REMC_TN _SRLDC_Stdby | Chennai SLDC | SRLDC | Chennai SLDC, NLC TS2, Pondy, Sriperambdur, Chittor, Thiruvalam, Kolar, SMHL, SRLDC
PGCIL SR 2 | REMC_AP _SRLDC_Main | AP SLDC (Gunadala) | SRLDC | AP SLDC, Nunna SLDC, Sattenapalli, Shrisylam, Nannur, Somayajulapalli, Gooty, Ananthapura, Muddanur, CK Pally, Kadapa, Chittor, Thiruvalam, Kolar, SMNHL, SRLDC
PGCIL SR 2 | REMC_AP _SRLDC_Stdby | AP SLDC (Gunadala) | SRLDC | Gunadala, VTPS, Talapalli, Nagarjunasagar, Mehaboobnagar, Raichur, Munirabad, Davangere, Hiriyur, NLMNGL, Bidadi, SMNHL, SRLDC
PGCIL SR 2 | REMC_KA _SRLDC_Main_Stdby | KPTCL | SRLDC | KPTCL REMC, SRLDC
PGCIL SR 2 | REMC_NRLDC _SRLDC_Main | NRLDC | SRLDC | SRLDC, SMNHL, Kolar, Tumkur, Pavagada, Gooty, Somayajulapalli, Nannur, SSLM LBPH -- Mamidipalli -- Ghanapur TS -- Ghanapur PG -- Ramagundam NTPC -- Bhadrwati -- WR ---NR -- NRLDC
PGCIL SR 2 | REMC_NRLDC_SRLDC_Stdby | NRLDC | SRLDC | SRLDC, SMNHL, Bidadi, NLMNGL, Hiriyur, Davangere, Narenfra, Kudgi, WR, NR, NRLDC
PGCIL SR 2 | REMC_Bethan_SRLDC | Bethan Wind Plant (GIS Tuticorin) | SRLDC | Bethan wind Plant, GIS Tuticorin, Tuticorin PS, Madurai, Karaikudi, Thrichy, Nagapattanam, Dharmapuri, Salem, Hosur, SMNHL, SRLDC
PGCIL SR 2 | DTPC E1 Kalvinthapattu_NLC TS2 | Kalvinthapattu PG | NLC TS2 | NLC TS2, Pondy PG, Sriperambdur, Kalvinthapattu
PGCIL SR 2 | DTPC_E1_KARUR_NLC TS2 | Karur PG | NLC TS2 | NLC Ts2, NLC TS1 Exp, Nagapattanam, Trichy, Alandur, Karur
PGCIL SR 2 | DTPC_E1_Pugulur HVDC_Karur PG | Pugulur HVDC | Karur PG | Pugulur HVDC, Karur PG
PGCIL SR 2 | DTPC_E1_Pugulur HVDC_Salem PG | Pugulur HVDC | Salem PG | Pugulur HVDC, Salem PG
PGCIL SR 2 | DTPC_E1_Pugulur HVDC_Udumalpet PG | Pugulur HVDC | Udumalpet PG | Pugulur HVDC, Udumalpet PG
PGCIL SR 2 | DTPC_E1_Tumkur_ Pavagada | Tumkur PG | Pavagada PG | Tumkur PG, Pavagada PG
PGCIL SR 2 | DTPC_E1_Tumkur_ KudgiPG | Tumkur PG | Kudgi PG | Tumkur PG, Pavagada PG, Hiriyur PG, Davanger, Narendra, Kudgi
PGCIL SR 2 | DTPC_E1_Mysore PG_ Pavagada PG | Mysore PG | Pavagada PG | Mysore, NLMNGL, Hiriyur, Pavagada
PGCIL SR 2 | DTPC_E1_ Mysore_ Hiriyur PG | Mysore PG | Hiriyur PG | Mysore, NLMNGL, Hiriyur
PGCIL SR 2 | DTPC_Kolar_Nelamangala | KOLAR PG | Nelamangala | Kolar, SMNHL, Bidadi, Nelamangala
PGCIL SR 2 | SPS_KUDAMKULAM_SALEM_ULDC0225 | KUDAMKULAM | SALEM | Tirunelveli -- Madurai -- Karaikudi -- Trichy -- Nagapattanam -- Dharmapuri
PGCIL SR 2 | SPS_KOZHIKODEKSEB_SALEM_ULDC0226 | KOZHIKODEKSEB | SALEM | Kozhikode PG -- MYSORE -- NELAMANGALA -- BIDADI -- SOMNA-- HOSUR
PGCIL SR 2 | SPS_HASSAN_SALEM_ULDC00227 | Hassan PG | SALEM | UDUMALPET -- PALAKAD -- TRICHUR -- Kozhikode -- Mysore
PGCIL SR 2 | SPS_SHORNUR_SALEM_ULDC0228 | Shornur | SALEM | Kozhikode -- Mysore --NELAMANGALA -- BIDADI -- SOMNA-- HOSUR
PGCIL SR 2 | SPS_CHALAKUDY_SALEM_ULDC0229 | Chalakudy | SALEM | UDUMALPET -- PALAKAD -- TRICHUR --
PGCIL SR 2 | SPS_KUNDARA_SALEM_ULDC0230 | Kundara | SALEM | EDAMON -- TRIVENDRUM -- TIRUNELVELI -- MADURAI -- KARAIKUDI -- TRICHY -- NAGAPATTANAM -- DHARMAPURI
PGCIL SR 2 | SPS_POTHENCODE_SALEM_ULDC0231 | Pothenkode | SALEM | TRIVENDRUM -- TIRUNELVELI -- MADURAI -- KARAIKUDI -- TRICHY -- NAGAPATTANAM -- DHARMAPURI
PGCIL SR 2 | SPS_EDAMON_SALEM_ULDC0232 | Edamon | SALEM | TRIVENDRUM -- TIRUNELVELI -- MADURAI -- KARAIKUDI -- TRICHY -- NAGAPATTANAM -- DHARMAPURI
PGCIL SR 2 | SPS_KARAIKAL_SALEM_ULDC0234 | Karaikal | SALEM | BAHOUR -- NEYVELLI -- NAGAPATTANAM -- DHARMAPURI
PGCIL SR 2 | SPS_THIRUVARUR_SALEM_ULDC0235 | Thiruvarur | SALEM | KADALANAGUDI-- NEYVELLI -- NAGAPATTANAM -- DHARMAPURI
PGCIL SR 2 | SPS_Davangere_Gutur_SALEM_ULDC0243 | Davangere | SALEM | Salem, Hosur, Kolar, Tumkur, Pavagada, Hiriyur, Davangere
PGCIL SR 2 | SPS_SALEM_KLMSRYKSEB_ULDC_E1 | Kalamasserry | SALEM | Salem, Udumalpet, Palakkad, Trichur, Cochin, Kalamasserry
APTRANSCO | Data / ICCP - Main | APSLDC, Vijayawada | SRLDC, Bangalore | APSLDC-VTPS - Tallapalli - SSLM RB - NANNUR- S.Palli - GOOTY 220KV- Ananthapur - RTPP 220KV - Kadapa 400KV - Chittoor 400KV - Sriperamadur - Pondy - NLC_TS_2 - BAHOUR - VILLANUR - PONDY SCC | APTRANSCO & PGCIL
APTRANSCO | Data / ICCP - Standby | APSLDC, Vijayawada | SRLDC, Bangalore | APSLDC-NUNNA-VTPS - Tallapalli - SSLM RB - NANNUR- S.Palli - GOOTY 220KV- GOOTY PG - GOOTY 5MSP - PAVAGADA 5MSP - HIRUYUR 5 MSP - NEELAMANGALA 2 - BIDADI - SMNHL 1 - SRLDC 1 | APTRANSCO & PGCIL
APTRANSCO | Data / PMU - Main | APSLDC, Vijayawada | SRLDC, Bangalore | APSLDC-VTPS - Tallapalli -N.Sagar PG - MAHABUB NAGAR - RAICHUR STM16 - MUNIRABAD - DAVANGERE/ GUTUR - DAVANGERE/GUTUR 2 - HIRUYUR 5 MSP - NEELAMANGALA 2 - BIDADI - SMNHL 1 - SRLDC 1 | APTRANSCO & PGCIL
APTRANSCO | Data / PMU - Standby | APSLDC, Vijayawada | SRLDC, Bangalore | APSLDC-NUNNA- SATTENAPALLI - SSLM RB - NANNUR- S.Palli - GOOTY 220KV- GOOTY PG - GOOTY 5MSP - PAVAGADA 5MSP - PAVAGADA 3MSP- TUMUKUR - KOLAR PGCIL STM16-2 - KOLAR PGCIL STM 16-1 - SMNHL 1 - SRLDC 1 | APTRANSCO & PGCIL
APTRANSCO | Video Conference | APSLDC, Vijayawada | SRLDC, Bangalore | APSLDC-NUNNA- VTPS - TALLAPALLI - SSLM RB - NANNUR- S.Palli - GOOTY 220KV- GOOTY PG - GOOTY 5MSP - PAVAGADA 5MSP - HIRUYUR 5MSP - NEELAMANGALA 2 - BIDADI - SMNHL 1 - SRLDC 1 | APTRANSCO & PGCIL
APTRANSCO | Data / REMC - MAIN | APSLDC, Vijayawada | SRLDC, Bangalore | APSLDC REMC - NUNNA REMC - SATTENAPALLI - SSLM RB - NANNUR- S.Palli - GOOTY 220KV- GOOTY PG - GOOTY 5MSP - PAVAGADA 5MSP - HIRUYUR 5MSP - NEELAMANGALA 2 - BIDADI - SMNHL 1 - SRLDC 1 - SRLDC 2 - SRLDC REMC | APTRANSCO & PGCIL
APTRANSCO | Data / REMC - STANDBY | APSLDC, Vijayawada | SRLDC, Bangalore | APSLDC-NUNNA- SATTENAPALLI - SSLM RB - NANNUR- S.Palli - GOOTY 220KV- GOOTY PG - GOOTY 5MSP - PAVAGADA 5MSP - HIRUYUR 5MSP - NEELAMANGALA 2 - SMNHL 1 - SRLDC 1 - SRLDC 2 - SRLDC REMC | APTRANSCO & PGCIL
APTRANSCO | Voice / HOT LINE - VOIP | APSLDC, Vijayawada | SRLDC, Bangalore | APSLDC-NUNNA- SATTENAPALLI - SSLM RB - NANNUR- S.Palli - GOOTY 220KV- GOOTY PG - GOOTY 5MSP - PAVAGADA 5MSP - HIRUYUR 5MSP - NEELAMANGALA 2 - SMNHL 1 - SRLDC 1 | APTRANSCO & PGCIL
APTRANSCO | Express speech & Tele-protection for ckt 1&2 | 400KVSS Kamavarapu Kota | 400KVSS Suryapeta | Kamavarapu Kota 400KVSS-SURYAPETA | APTRANSCO
APTRANSCO | Voice Communication | 132KVSS Kamavarapu Kota | 132KVSS Aswarao Peta | Kamavarapu Kota 132KVSS to Aswarao Peta | APTRANSCO
APTRANSCO | Express speech & Protection | Lower sileru Power House | 220KVSS Asupaka | Lower sileru Power House-Asupaka | APTRANSCO
APTRANSCO | Express speech & Protection | Lower sileru Power House | K.T.P.S Vth stage | Lower sileru Power House-K.T.P.S Vth stage | APTRANSCO
APTRANSCO | Express speech(Remote Subscriber) | Upper sileru Power House | Balimela | Upper sileru power houe-Balimela | APTRANSCO
APTRANSCO | Protection | Upper sileru Power House | Balimela | Upper sileru power houe-Balimela | APTRANSCO
APTRANSCO | Express speech & Protection | 400 KVSS Kalapaka | 400 KVSS Khammam | 400 KVSS Kalapaka- 400 KVSS Khammam | APTRANSCO
APTRANSCO | Express speech & Protection | 400 KVSS Kalapaka | 400 KVSS Ashupaka | 400 KVSS Kalapaka- 400 KVSS Ashupaka | APTRANSCO
APTRANSCO | Voice Communication & Data | 132 KVSS Araku | Machkund Power House | 132 KVSS Araku - Machkund Power House | APTRANSCO
APTRANSCO | Protection | Nunna | KTPS | Nunna - KTPS | APTRANSCO & PGCIL
APTRANSCO | Protection | Chillakallu 220kV SS | Suryapet 220kV SS | Chillakallu - Suryapet | APTRANSCO & TSTRANSCO
APTRANSCO | Protection | Chillakallu 220kV SS | Pulichintala220kVSS | Chillakallu - Pulichintala | APTRANSCO & TSTRANSCO
APTRANSCO | Voice, Protection | Sattenapally 400kvss | Srisailam (LB) | STPL-SSLM(LB) | APTRANSCO
APTRANSCO | Voice | Tangeda 132kvss | Wadapally | Tangeda -Wadapally | APTRANSCO
APTRANSCO | Voice, Protection | Tallapally 220kvss | N.Sagar (LB) | Tallapally- N.Sagar(LB) | APTRANSCO
APTRANSCO | Voice, Protection | Tallapally 220kvss | Chalakurthy | Tallapally-Chalakurthy | APTRANSCO
APTRANSCO | Voice | RCPH | N.Sagar (LB) | RCPH- N.Sagar(LB) | APTRANSCO
APTRANSCO | Voice & Carrier Protection | 220 KV SS Sullurpet | 220 KV SS Gummadipundi | Sullurpet-Gummadipundi | APTRANSCO
APTRANSCO | Voice &Protection | 220 KV Switchyard Srisailam right bank | Dindi | SSLM RB - Dindi | APTRANSCO & TSTRANSCO
APTRANSCO | Voice &Protection | 220 KV Switchyard Srisailam right bank | Nagarjuna Sagar | SSLM RB - Nagarjuna sagar | APTRANSCO & TSTRANSCO
APTRANSCO | Voice | 400 KV NARNOOR | Srisailam left bank | Narnoor - Srisailam LB | APTRANSCO & TSTRANSCO
APTRANSCO | Protection | 400 KV NARNOOR | Srisailam left bank | Narnoor -Srisaialm LB | APTRANSCO & TSTRANSCO
APTRANSCO | Protection | 400 KV NARNOOR | Maheswaram | Narnoor -Srisaialm | APTRANSCO & TSTRANSCO
APTRANSCO | Protection &Voice | 400KVSS Urvakonda | Veltoor 400 kv SS | Uravakonda 400 KV SS - Veltoor 400 KV SS | APTRANSCO & TSTRANSCO
APTRANSCO | Protection | 220KVSS Ragulapdu | Allipura 220 KV SS | Ragulapadu 220 KV SS - Allipura 220 KV SS | APTRANSCO/ KPTCL
APTRANSCO | Protection-I | 400KVSS Chittoor | Thiruvallum 400kvss | Chittoor 400kvss -Thiruvallum 400kvss | APTRANSCO, TANTRANSCO
APTRANSCO | Protection-II | 400KVSS Chittoor | Thiruvallum 400kvss | Chittoor 400kvss -Thiruvallum 400kvss | APTRANSCO, TANTRANSCO
APTRANSCO | Protection-I | 400KVSS Chittoor | 400KVSS Madras | Chittoor 400kvss-Madras 400kvss | APTRANSCO, TANTRANSCO
APTRANSCO | Protection-II | 400KVSS Chittoor | 400KVSS Madras | Chittoor 400kvss-Madras 400kvss | APTRANSCO, TANTRANSCO
APTRANSCO | Voice , Chittoor data main and standby, PMU ,VOIP | 400KVSS Chittoor | 400KVSS C.K.Palli | Chittoor400kvss-Ckpalli 400kvss | APTRANSCO, TANTRANSCO
APTRANSCO | Protection-I | 400KVSS Chittoor | 400KVSS C.K.Palli | Chittoor400kvss-Ckpalli 400kvss | APTRANSCO, TANTRANSCO
APTRANSCO | Protection-II | 400KVSS Chittoor | 400KVSS C.K.Palli | Chittoor400kvss-Ckpalli 400kvss | APTRANSCO, TANTRANSCO
APTRANSCO | Voice & Protection | 220 KVSS Chittoor | Thiruvallum | Chittoor 220kvss -Thiruvallum | APTRANSCO, TANTRANSCO
APTRANSCO | HVDC-I signal for tripping 132KV Vempalli , 132KV Pulivendula & 132KV Proddatur - 1 & II at 220KVSS Yerraguntla. | Kolar PGCIL, Karnataka | 220KV SS Yerraguntla | Kolar PGCIL - Somanahalli PGCIL-BidadiPGCIL - Nelamangala KPTCL- Hirayur PGCIL- Pavagada PGCIL- Gooty PGCIL - Gooty Sw.St 220KV-C.K.Palli 220KVSS-RTPP 220KVSS- Yerraguntla 220KVSS | APTRANSCO, PGCIL,SRLDC
APTRANSCO | Kudamkulam -I signal for tripping PTR - I&II at 220KVSS Yerraguntla. | Kolar PGCIL, Karnataka | 220KV SS Yerraguntla | Kolar PGCIL - Somanahalli PGCIL-BidadiPGCIL - Nelamangala KPTCL- Hirayur PGCIL- Pavagada PGCIL- Gooty PGCIL - Gooty Sw.St 220KV-C.K.Palli 220KV- RTPP220KV-Yerraguntla 220KVSS | APTRANSCO, PGCIL,SRLDC
APTRANSCO | HVDC-I signal for tripping 132KV Pulivendula - I&II , 132KV Lingala & 132KV Balapanuru at 220KVSS Pulivendula. | Kolar PGCIL, Karnataka | 220KV SS Pulivendula | Kolar PGCIL - Somanahalli PGCIL-BidadiPGCIL - Nelamangala KPTCL- Hirayur PGCIL- Pavagada PGCIL- Gooty PGCIL - Gooty Sw.St 220KV-C.K.Palli 220KVSS-RTPP 220KVSS- Pulivendala 220KVSS | APTRANSCO, PGCIL,SRLDC
APTRANSCO | HVDC-I signal for tripping 132KV Madanapalli feeders -I,II&III at 220KV Madanapalli | Kolar PGCIL, Karnataka | 220KVSS Madanapalli | Kolar PGCIL - Somanahalli PGCIL-BidadiPGCIL - Nelamangala KPTCL- Hirayur PGCIL- Pavagada PGCIL- Gooty PGCIL - Gooty Sw.St 220KV-C.K.Palli 220KVSS-Kalikiri 220KVSS-Madanapalli 220KVSS | APTRANSCO, PGCIL,SRLDC
APTRANSCO | HVDC-II signal for tripping Kalyandurg feeder at 220KV Anantapur | Kolar PGCIL, Karnataka | 220KVSS Anantapur | Kolar PGCIL - Somanahalli PGCIL-BidadiPGCIL - Nelamangala KPTCL- Hirayur PGCIL- Pavagada PG- Gooty PGCIL - Gooty Sw.St 220KV-Anantapur220KVSS | APTRANSCO/ PGCIL/SRLDC
APTRANSCO | Kudamkulam -II signal for tripping PTR at 220KVSS Anantapur. | Kolar PGCIL, Karnataka | 220KVSS Anantapur | Kolar PGCIL - Somanahalli PGCIL-BidadiPGCIL - Nelamangala KPTCL- Hirayur PGCIL- Pavagada PGCIL- Gooty PGCIL - Gooty Sw.St 220KV-Anantapur 220KVSS | APTRANSCO/ PGCIL/SRLDC
APTRANSCO | HVDC-II signal for tripping B.R.Palli feeder at Gooty | Kolar PGCIL, Karnataka | 220KVSS Gooty Sw st | Kolar PGCIL - Somanahalli PGCIL-Bidadi PGCIL- Nelamangala KPTCL- Hirayur PGCIL- Pavagada PGCIL- Gooty PGCIL - Gooty Sw.St 220KV | APTRANSCO/ PGCIL/SRLDC
APTRANSCO | HVDC-II signal for tripping Nandyal-I&II at 220KV Somayajulapalli. | Kolar PGCIL, Karnataka | 220 KV Somayajulaplli | Kolar PGCIL - Somanahalli PGCIL-Bidadi PGCIL- Nelamangala KPTCL- Hirayur PGCIL- Pavagada PGCIL- Gooty PGCIL - Gooty Sw.St 220KV- Somayajulapalli 220KVSS | APTRANSCO/ PGCIL/SRLDC
APTRANSCO | HVDC-II signal for tripping Brahamankotkur at 400KV Narnoor | Kolar PGCIL, Karnataka | 400KV Narnoor | Kolar PGCIL - Somanahalli PGCIL-Bidadi PGCIL- Nelamangala KPTCL- Hirayur PGCIL- Pavagada PGCIL- Gooty PGCIL - Gooty Sw.St 220KV- Narnoor 400KVSS | APTRANSCO/ PGCIL/SRLDC
APTRANSCO | HVDC-III for tripping Moolavanka PTR-I&II and 132KV Rayachoty feeder at 220KVSS C.K.Palli | Kolar PGCIL, Karnataka | 220KVSS CKPalli | Kolar PGCIL - Somanahalli PGCIL-Bidadi PGCIL- Nelamangala KPTCL- Hirayur PGCIL- Pavagada PGCIL- Gooty PGCIL - Gooty Sw.St 220KV- C.K.Palli 220KVSS | APTRANSCO/ PGCIL/SRLDC
APTRANSCO | Kudamkulam -I signal for tripping 132 KV SS Badvel feeder at Vontimitta 132KVSS | Kolar PGCIL, Karnataka | 132 KV SS Vontimitta | Kolar PGCIL - Somanahalli PGCIL-BidadiPGCIL - Nelamangala KPTCL- Hirayur PGCIL- Pavagada PGCIL- Gooty PGCIL - Gooty Sw.St 220KV-C.K.Palli 220KV-Kadapa 220KV-Vontimitta 132KVSS | APTRANSCO/ PGCIL/SRLDC
APTRANSCO | Kudamkulam -I signal for tripping PTR-I,II,III at 220KVSS Kalikiri. | Kolar PGCIL, Karnataka | 220KVSS Kalikiri | Kolar PGCIL - Somanahalli PGCIL-BidadiPGCIL - Nelamangala KPTCL- Hirayur PGCIL- Pavagada PGCIL- Gooty PGCIL - Gooty Sw.St 220KV-C.K.Palli 220KV-Kalikiri 220KVSS | APTRANSCO/ PGCIL/SRLDC
APTRANSCO | Kudamkulam -I signal for tripping 132KV Pattikonda feeder at 220KVSS Gooty | Kolar PGCIL, Karnataka | 220KVSS Gooty | Kolar PGCIL - Somanahalli PGCIL-BidadiPGCIL - Nelamangala KPTCL- Hirayur PGCIL- Pavagada PG- Gooty PGIL - Gooty Sw.St 220KV-Gooty 220KV | APTRANSCO/ PGCIL/SRLDC
KPTCL | Voice & SCADA of Ambewadi, Ponda & Xldom | Ambewadi 220 kV | SLDC | Point to point | KPTCL
KPTCL | Voice & SCADA of RTPS, Mehaboob nagar, Raichur 765 and PGCIL Guddadahalli 400 kV | RTPS 400 kV | SLDC | Point to point | KPTCL
KPTCL | Voice & SCADA of Sedam, Tandur | Sedam 220 kV | SLDC | Point to point | KPTCL
KPTCL | Voice & SCADA of Alipur, Gooty | Alipur 220 kV | SLDC | Point to point | KPTCL
KPTCL | Voice & SCADA of Kadakola, PGCIL Bastipur 400 kV, Kozikode | Kadakola 220 kV | SLDC | Point to point | KPTCL
KPTCL | Voice & SCADA of Yerandanahalli & Hosur | Yerandanahalli 220 kV | SLDC | Point to point | KPTCL
KPTCL | Voice & SCADA of Konaje & Manjeshwar | Konaje 110 kV | SLDC | Point to point | KPTCL
KPTCL | Voice & SCADA of Kolar 220 kV (KPTCL) & PGCIL Kolar 400kV | Kolar 220 kV (KPTCL) | SLDC | Point to point | KPTCL
KPTCL | Voice & SCADA of Chinthamani 220 kV (KPTCL) & PGCIL Kolar 400kV | Chintamani 220 kV (KPTCL) | SLDC | Point to point | KPTCL
KPTCL | Voice & SCADA of Somanahalli 220 kV (KPTCL) & PGCIL Somanahalli 400kV | Somanahalli 220 kV (KPTCL) | SLDC | Point to point | KPTCL
KPTCL | Voice & SCADA of Hoody 400 kV (KPTCL), Yelahanka 400 kV & PGCIL Kolar 400kV | Hoody 400 kV (KPTCL) | SLDC | Point to point | KPTCL
KPTCL | Voice & SCADA of Nelamangala 400 kV (KPTCL), PGCIL Bidadi 400kV, PGCIL Bastipur 400 kV, Yelahanka 400 kV & Gooty | Nelamangala 400 kV (KPTCL) | SLDC | Point to point | KPTCL
KPTCL | Voice & SCADA of Bidadi 220 kV (KPTCL) & PGCIL Bidadi 400kV | Bidadi 220 kV (KPTCL) | SLDC | Point to point | KPTCL
KPTCL | Voice & SCADA of Narendra 220 kV (KPTCL) & PGCIL Narendra 400kV | Narendra 220 kV (KPTCL) | SLDC | Point to point | KPTCL
KPTCL | Voice & SCADA of Yelahanka 220 kV (KPTCL) & PGCIL Yelahnka 400kV | Yelahanka 220 kV (KPTCL) | SLDC | Point to point | KPTCL
KPTCL | Voice & SCADA of Antharasanahalli 220 kV & PGCIL Vasanthnarsapura 400kV | Antharasanahalli 220 kV | SLDC | Point to point | KPTCL
KPTCL | Voice & SCADA of Madugiri 220 kV & PGCIL Vasanthnarsapura 400kV | Madugiri 220 kV | SLDC | Point to point | KPTCL
KPTCL | Voice & SCADA of BPS 4000 kV & PGCIL Pavagada 400kV | BPS 400 kV (KPTCL) | SLDC | Point to point | KPTCL
KPTCL | Voice & SCADA of Yarnal 220 kV & NTPC Kudugi 400kV | Yarnal 220 kV (G M NAVARA) | SLDC | Point to point | KPTCL
KPTCL | Voice & SCADA of Kadra 220 kV & NTPC Kaiga 400kV | Kadra G S | SLDC | Point to point | KPTCL
KPTCL | Voice & SCADA of Kodasalli 220 kV & NTPC Kudugi 400kV | Kodasalli G S | SLDC | Point to point | KPTCL
KPTCL | Voice & SCADA of Guttur 400 kV (KPTCL), PGCIL Narendra 400kV, NTPC Kaiga 400kV, PGCIL Guddadahalli 400 kV | Guttur 400 kV (KPTCL) | SLDC | Point to point | KPTCL
KSEBL | Voice (E1), Alcatel IP Exchange channel | Thiruvananthapuram | Bangalore | Thiruvananthapuram, Pothencode, Edamon, Kundara, Edappon, Pallom, Ambalamugal, Brahmapuram, Kalamassery, Chalakkudy, Madakkathara, Arekode, Arekode PGCIL, SRLDC Bangalore | KSEBL/PGCIL
KSEBL | Voice (E1), Alcatel IP Exchange channel | Kalamassery | Thiruvananthapuram | Thiruvananthapuram, Pothencode, Edamon, Kundara, Edappon, Pallom, Ambalamugal, Brahmapuram, Kalamassery | KSEBL
KSEBL | Voice (E1), Alcatel IP Exchange channel | Kalamassery | Bangalore | Kalamassery, Cochin PGCIL, SRLDC Bangalore | KSEBL/PGCIL
KSEBL | Data (Ethernet), Main ICCP Link | Kalamassery | Bangalore | Kalamassery, Chalakkudy, Madakkathara, Arekode, Arekode PGCIL, SRLDC Bangalore | KSEBL/PGCIL
KSEBL | Data (Ethernet), Ring ICCP Link | Kalamassery | Bangalore | Kalamassery, Chalakkudy, Madakkathara, Arekode, Arekode PGCIL, SRLDC Bangalore | KSEBL/PGCIL
KSEBL | Data (Ethernet), Backup ICCP Link | Thiruvananthapuram | NRLDC | Tiruvananthapuram, Thiruvanantha puram PGCIL, NRLDC | KSEBL/PGCIL
KSEBL | Data (Ethernet), Main ICCP Link | Thiruvananthapuram | Kalamassery | Thiruvananthapuram, Pothencode, Edamon, Kundara, Edappon, Pallom, Ambalamugal, Brahmapuram, Kalamassery | KSEBL
KSEBL | Data (Ethernet), Backup ICCP Link | Thiruvananthapuram | Kalamassery | Thiruvananthapuram, Pothencode, Edamon, Kundara, Edappon, Pallom, Ambalamugal, Brahmapuram, Kalamassery | KSEBL
KSEBL | Data (Ethernet), URTDSM to Bangalore | Kalamassery | Bangalore | Kalamassery, Cochin PGCIL, SRLDC Bangalore | PGCIL
KSEBL | Protection (E1), SPS | Pothencode | Salem | Pothencode, Thiruvananthapuram PGCIL, Salem | PGCIL
KSEBL | Protection (E1), SPS | Edamon | Salem | Edappon, Pallom, Ambalamugal, Brahmapuram, Kalamassery, Cochin PGCIL, Salem | PGCIL
KSEBL | Protection (E1), SPS | Kundara | Salem | Kundara, Edamon, Pothencode, Thiruvananthapuram PGCIL, Salem | PGCIL
KSEBL | Protection (E1), SPS | Shornur | Salem | Shornur, Madakkathara, Trissur PGCIL, Salem | PGCIL
KSEBL | Protection (E1), SPS | Arekode | Salem | Arekdoe, Kozhikode PGCIL, Salem | PGCIL
KSEBL | Protection (E1), SPS | Chalakudy | Salem | Calakkudy, Madakkathara, Arekdoe, Kozhikode PGCIL, Salem | PGCIL
KSEBL | Protection (64 kbps), SPS | Edappon | Kolar | Edappon, Pallom, Ambalamugal, Kalamassery, Cochin PGCIL, Kolar | PGCIL
KSEBL | Protection (64 kbps), SPS | Pallom | Kolar | Pallom, Ambalamugal, Kalamassery, Cochin PGCIL, Kolar | PGCIL
KSEBL | Protection (64 kbps), SPS | Madakkathara | Kolar | Madakkathara, Arekode, Kozhikode PGCIL, Kolar | PGCIL
KSEBL | Protection (64 kbps), SPS | Kanhirode | Kolar | Kanhirode, Orkkattery, Arekode, Madakkathara, Arekode, Kozhikode PGCIL, Kolar | PGCIL
KSEBL | Video (ethernet), Video Conference | Kalamassery | Bangalore | Kalamassery, Cochin PGCIL, SRLDC Bangalore | PGCIL
KSEBL | Video (ethernet), Video Conference | Kalamassery | Thiruvananthapuram | Thiruvananthapuram, Pothencode, Edamon, Kundara, Edappon, Pallom, Ambalamugal, Brahmapuram, Kalamassery | KSEBL
TANTRANSCO | Data MCC and BCC (Main Control Center (MCC) data may be affected during failure) | CHENNAI SLDC | CHENNAI SLDC | Direct (MCC) | TANTRANSCO
TANTRANSCO | (Back up Control Center (BCC) data and Voice may be affected during failure) | CHENNAI SLDC | Madurai SLDC | SLCD Chennai - S'Perumbudur 400-Trichy (PGCIL) - SLDC Madurai (BCC) | TANTRANSCO & PGCIL
TANTRANSCO | Voice and Data (Main Control Center (MCC) data and Voice may be affected during failure) | SRIPERUMBUDUR 400 kV SS | SLDC CHENNAI | Direct OFC | TANTRANSCO
TANTRANSCO | Data (Back up Control Center (BCC) data may be affected during failure) | SRIPERUMBUDUR 400 kV SS | LDC MADURAI | S'Perumbudur 400-Trichy (PGCIL) - SLDC Madurai | TANTRANSCO & PGCIL
TANTRANSCO | Voice and Data (Main Control Center (MCC) data and Voice may be affected during failure) | SPKOIL 230 kV SS | SLDC CHENNAI | Singaperumal Koil - Sriperumbudur- SLDC Chennai | TANTRANSCO
TANTRANSCO | Data (Back up Control Center (BCC) data may be affected during failure) | SPKOIL 230 kV SS | LDC MADURAI | Singaperumal Koil - Sriperumbudur- Trichy - LDC Madurai | TANTRANSCO & PGCIL
TANTRANSCO | Voice and Data (Main Control Center (MCC) data and Voice may be affected during failure) | NEYVELI 230 kV SS | SLDC CHENNAI | Neyveli - Villupuram 110 SS- Singaperumal koil 230 ss- S'perumbudur 400 kv ss- SLDC Chennai | TANTRANSCO
TANTRANSCO | Data (Back up Control Center (BCC) data may be affected during failure) | NEYVELI 230 kV SS | LDC MADURAI | Neyveli - Villupuram 110 SS- Singaperumal koil 230 ss- S'perumbudur 400 kv ss- Trichy (PGCIL) - SLDC Madurai | TANTRANSCO & PGCIL
TANTRANSCO | Voice and Data (Main Control Center (MCC) data and Voice may be affected during failure) | MYLADUTHURAI 230 kV SS | SLDC CHENNAI | Myladuthurai 230- Neyvely 230- Villupuram 110- Singaperumal koil 230- S'Perumbudur - SLDC Chennai | TANTRANSCO
TANTRANSCO | Data (Back up Control Center (BCC) data may be affected during failure) | MYLADUTHURAI 230 kV SS | LDC MADURAI | Myladuthurai 230 - Triruvarur - Trichy - Alandur- Trichy 400 -Karaikudi 400 - Chekanurani 400 - Chekanurani 230 - SLDC Madurai | TANTRANSCO & PGCIL
TANTRANSCO | Voice and Data (Main Control Center (MCC) data and Voice may be affected during failure) | TRICHY 230 kV SS | SLDC CHENNAI | Trichy 230 - S'Perumbudur 400- SLDC Chennai | TANTRANSCO
TANTRANSCO | Data (Back up Control Center (BCC) data may be affected during failure) | TRICHY 230 kV SS | LDC MADURAI | Trichy - SLDC Madurai | TANTRANSCO
TANTRANSCO | Voice and Data (Main Control Center (MCC) data and Voice may be affected during failure) | MADURAI 230 kV SS | SLDC CHENNAI | Madurai LDC- Trichy 230 - S'perumbudur 400 SS- SLDC Chennai | TANTRANSCO
TANTRANSCO | Data (Back up Control Center (BCC) data may be affected during failure) | MADURAI 230 kV SS | LDC MADURAI | Local | TANTRANSCO
TANTRANSCO | Voice and Data (Main Control Center (MCC) data and Voice may be affected during failure) | CHECKANURANI 400 kV SS | SLDC CHENNAI | Madurai 400 - Madurai 230- Trichy 230- S'perumbudur- SLDC Chennai. | TANTRANSCO
TANTRANSCO | Data (Back up Control Center (BCC) data may be affected during failure) | CHECKANURANI 400 kV SS | MADURAI LDC | Chekanoorani - Madurai | TANTRANSCO
TANTRANSCO | Voice and Data (Main Control Center (MCC) data and Voice may be affected during failure) | KAYATHAR 230 kV SS | SLDC CHENNAI | Kayathar - Madurai 230- Trichy 230- S'Perumbudur- SLDC Chennai. | TANTRANSCO
TANTRANSCO | Data (Back up Control Center (BCC) data may be affected during failure) | KAYATHAR 230 kV SS | MADURAI LDC | Kayathar - SLDC Madurai. | TANTRANSCO
TANTRANSCO | Voice and Data (Main Control Center (MCC) data and Voice may be affected during failure) | KARAIKUDI 230 KV SS | SLDC CHENNAI | Karakudi 400- Madurai 230-SLDC Chennai (ISP) | TANTRANSCO
TANTRANSCO | Data (Back up Control Center (BCC) data may be affected during failure) | KARAIKUDI 230 KV SS | MADURAI LDC | Karakudi 400- Madurai SLDC | TANTRANSCO
TANTRANSCO | Voice and Data (Main Control Center (MCC) data and Voice may be affected during failure) | ERODE 230 kV SS | SLDC CHENNAI | Erode LDC- Trichy 230- S'perumbudur 400- SLDC Chennai | TANTRANSCO
TANTRANSCO | Data (Back up Control Center (BCC) data may be affected during failure) | ERODE 230 kV SS | MADURAI LDC | Erode - Salem230 - Ulundurpet 230 (Myvadi) - Chekanurani - SLDC Madurai | TANTRANSCO
TANTRANSCO | Data (MCC-Remote Console Main may be affected during failure) | Sub-LDC/Erode | Chennai | Erode-Trichy-sriperambudur-Chennai | TANTRANSCO
TANTRANSCO | (MCC-Remote Console Main Protection may be affected during failure) | Sub-LDC/Erode | Chennai | Erode-Pugalur230-Pugalur400-Alagapuram repeater-Kalivanthapattu-Chennai | TANTRANSCO
TANTRANSCO | Data (MCC-Remote Console standby may be affected during failure) | Sub-LDC/Erode | Chennai | Erode-Trichy-sriperambudur-Chennai | TANTRANSCO
TANTRANSCO | (MCC-Remote Console Standby Protection may be affected during failure) | Sub-LDC/Erode | Chennai | Erode-Pugalur230-Pugalur400-Alagapuram repeater-Kalivanthapattu-Chennai | TANTRANSCO
TANTRANSCO | Data (BCC-Remote console may be affected during failure) | Sub-LDC/Erode | Madurai | Erode-Salem230-Myvadi230-Madurai400-Madurai230 | TANTRANSCO
TANTRANSCO | Data (Erode DCPC-Main may be affected during failure) | Sub-LDC/Erode | Chennai | Erode-Salem230-Myvadi230-Madurai400-Madurai230-Trichy-sriperambudur-Chennai | TANTRANSCO
TANTRANSCO | (Erode DCPC-standby may be affected during failure) | Sub-LDC/Erode | Chennai | Erode-Trichy-sriperambudur-Chennai | TANTRANSCO
TANTRANSCO | Data (Erode DCPC-Main may be affected during failure) | Sub-LDC/Erode | Madurai | Erode-Salem230-Myvadi230-Madurai400-Madurai230 | TANTRANSCO
TANTRANSCO | (Erode DCPC-standby may be affected during failure) | Sub-LDC/Erode | Madurai | Erode-Trichy-Madurai230 | TANTRANSCO
TANTRANSCO | Data (Video conferencing may be affected during failure) | Sub-LDC/Erode | Chennai | Erode-Trichy-sriperambudur-Chennai | TANTRANSCO
TANTRANSCO | ( may be affected during failure) | Sub-LDC/Erode | Chennai | Erode-Pugalur230-Pugalur400-Alagapuram repeater-Kalivanthapattu-Chennai | TANTRANSCO
TANTRANSCO | Data (MCC/BCC ULDC SCADA Remote console may be affected during failure) | Sub-LDC/Erode | Kundha-2 | Erode-Salem230-Myvadi230-Arasur400-Karamadai400-Kundha-2 | TANTRANSCO
TANTRANSCO | Data (TEJAS OLTE NMS Client may be affected during failure) | Sub-LDC/Erode | Chennai | Erode-Trichy-sriperambudur-Chennai | TANTRANSCO
TANTRANSCO | ( may be affected during failure) | Sub-LDC/Erode | Chennai | Erode-Pugalur230-Pugalur400-Alagapuram repeater-Kalivanthapattu-Chennai | TANTRANSCO
TANTRANSCO | Data (DREL client server may be affected during failure) | Sub-LDC/Erode | Chennai | Erode-Pugalur230-Pugalur400-Alagapuram repeater-Kalivanthapattu-Chennai | TANTRANSCO
TANTRANSCO | Voice and Data (Main Control Center (MCC) data and Voice may be affected during failure) | SALEM 400 kV SS | SLDC CHENNAI | Salem 230 - Erode LDC- Trichy 230- S'perumbudur 400- SLDC Chennai | TANTRANSCO
TANTRANSCO | Data (Back up Control Center (BCC) data may be affected during failure) | SALEM 400 kV SS | MADURAI LDC | Salem230 - Ulundurpet 230 (Myvadi) - Chekanurani - SLDC Madurai | TANTRANSCO
TANTRANSCO | Voice and Data (Main Control Center (MCC) data and Voice may be affected during failure) | ARASUR 230 kV SS | SLDC CHENNAI | Arasur 230 - Arasur 400 - Udumalpet 230 -Salem 230 -Erode -Trichy 230 - S'perumbudur- SLDC Chennai | TANTRANSCO
TANTRANSCO | Data (Back up Control Center (BCC) data may be affected during failure) | ARASUR 230 kV SS | MADURAI LDC | Arasur 230 - Salem 230 - Udumalpet 230 - Chekanurani - SLDC Madurai | TANTRANSCO
TANTRANSCO | Voice and Data (Main Control Center (MCC) data and Voice may be affected during failure) | MEYVADI 400/ 230 kV SS | SLDC CHENNAI | Ulumalpet 230- Salem 230 - Erode - Trichy 230- S'Perumbudur-SLDC Chennai | TANTRANSCO
TANTRANSCO | Data (Back up Control Center (BCC) data may be affected during failure) | MEYVADI 400/ 230 kV SS | MADURAI LDC | Udumalpet 230 ( Myvadi ) - Chekanurani - SLDC Madurai | TANTRANSCO
TANTRANSCO | Voice and Data (Main Control Center (MCC) data and Voice may be affected during failure) | METTUR TPS (Stg 3) | SLDC CHENNAI | Mettur TPS- Arasur 400- Uludumalpet(Myvadi)- Salem - Erode - Trichy - S'Perumbudur - SLDC Chennai | TANTRANSCO
TANTRANSCO | Data (Back up Control Center (BCC) data and Voice may be affected during failure) | METTUR TPS (Stg 3) | MADURAI LDC | Mettur TPS- Arasur 400-Arasur 230- Salem- Uludumalpet(Myvadi)- Chekanoorani - Madurai LDC | TANTRANSCO
TANTRANSCO | Myvadi DTPC Link | MYVADI 230 kV SS | Salem 400 | Myvadi- Kurukathy- Pugalur 400-Pugalur 230- Erode - Salem 230 - Salem 400 | TANTRANSCO
TANTRANSCO | KK2 SPS (Kudamkulam -II signal for tripping 110 Kv Palladam - Veerapandi feeder may be affected during failure) | MYVADI 230 kV SS | PALLADAM 230 | Kolar PGCIL - Myvadi- OKM - Palladam | PGCIL, TANTRANSCO
TANTRANSCO | KK2 SPS (Kudamkulam -II signal for tripping 110 Kv Udumalpet - Sempatty Feeder may be affected during failure) | MYVADI 230 kV SS | UDUMALPET 230 | Kolar PGCIL - Myvadi - Udumalpet | PGCIL, TANTRANSCO
TANTRANSCO | KK2 SPS (Kudamkulam -II signal for tripping 110 Kv Sempatty - Udumalpet Feeder may be affected during failure) | MYVADI 230 kV SS | SEMPATTY 230 | Kolar PGCIL - Myvadi - Sempatty | APTRANSCO, PGCIL,SRLDC
TANTRANSCO | TK2 SPS (TK -II signal for tripping 110 Kv Kurukathi - Ingur Feeder may be affected during failure) | MYVADI 230 kV SS | KURUKATHI 230 | Kolar PGCIL - Myvadi- Kurukathy | APTRANSCO, PGCIL,SRLDC
TANTRANSCO | Protection (Protection may be affected during failure) | TIRUPUR 230 kV SS | ARASUR PGCIL | TIRUPUR - ARASUR PGCIL | PGCIL, TANTRANSCO
TANTRANSCO | Voice/Protection/SPS (SPS RS2,RS3 may be affected during failure) | THUDIYALUR 230 kVSS | Karamadai 230kv | Thudiyalur 230kv-Karamadai 230kv | TANTRANSCO
TANTRANSCO | SPS (SPS RS2,RS3 may be affected during failure) | THUDIYALUR 230 kVSS | ARASUR | TDLR ARASUR | TANTRANSCO
TANTRANSCO | Voice (SPS RS3 may be affected during failure) | ARASUR 230 kV SS | Karamadai 230kv | Arasur 230kv- Karamadi 230KV | TANTRANSCO
TANTRANSCO | Voice/Protection-1 | ARASUR 230 kV SS | Arasur 400KV | Arasur 230kv- Arasur 400KV | TANTRANSCO
TANTRANSCO | SPS (SPS RS2 may be affected during failure) | ARASUR 230 kV SS | GOBI | ARASUR GOBIOFC (FOX515) | TANTRANSCO
TANTRANSCO | SPS (SPS RS2,RS3 may be affected during failure) | ARASUR 230 kV SS | TDLR | ARASUR TDLR OFC | TANTRANSCO
TANTRANSCO | SPS ICT LOAD SCHEME (ICT RELIEF SCHEME may be affected during failure) | ARASUR 230 kV SS | ARASUR400 | ARSUR -ARASUR400 OFC | TANTRANSCO
TANTRANSCO | SPS (SPS RS2,RS3 may be affected during failure) | ARASUR 230 kV SS | KOLAR | ARASUR -KOLAR OFC | PGCIL
TANTRANSCO | Voice/Protection/SPS (RS2,RS3 may be affected during failure) | KARUVALUR 230 kV SS | Karamadai 230kv | Karavallur 230kv-Karamadai 230kv | TANTRANSCO
TANTRANSCO | Voice/Protection | KARUVALUR 230 kV SS | Arasur 400KV | Karavallur 230kv-Arasur 400kv | TANTRANSCO
TANTRANSCO | Voice/Protection-1 | Arasur 400 kV SS | Arasur 230KV | Arasur 400Kv-Arasur 230Kv | TANTRANSCO
TANTRANSCO | Voice/Protection | Arasur 400 kV SS | Karavallur 230KV | Arasur 400Kv-Karavallur 230Kv | TANTRANSCO
TANTRANSCO | SPS ICT LOAD SCHEME | Arasur 400 kV SS | ARASUR230 | ARSUR400 -ARASUR230 OFC | TANTRANSCO
TANTRANSCO | VOICE/PROTECTION | Arasur 400 kV SS | GOBI | ARASUR400-GOBI | TANTRANSCO
TANTRANSCO | Voice/Protection | Arasur 400 kV SS | Tiruppur 230Kv | Arasur 400Kv-Tiruppur 230Kv | TANTRANSCO
TANTRANSCO | Protection (Karamadi DTPC may be affected during failure) | Karamadai 400 kV SS | Salem 400 | Karamadai - MTPS II- Salem 400 (KR Thopu)- Salem 230 - Salem 400 | TANTRANSCO
TANTRANSCO | Voice, Data and Protection (Direct and permissive trips of 400kV Karamadai- PGCIL# 1 and 2 may be affected during failure) | Karamadai 400 kV SS | PGCIL Arasur | Direct | TANTRANSCO
TANTRANSCO | Voice and Protection (SPS trip( RS2) of 110kV Arasur and Thudiyalur feeders may be affected during failure) | Karamadai 400 kV SS | Arasur | Direct | TANTRANSCO
TANTRANSCO | Voice and Protection (SPS trip( RS3) of 110kV Gobi feeder may be affected during failure) | Karamadai 400 kV SS | Arasur | Direct | TANTRANSCO
TANTRANSCO | data/Voice/Protection (KK1,TK1-To Trip110KV Thalavasal and Thammampatty # may be affected during failure) | Salem 400 kV SS | Deviakurichi | Salem400-Deviakurichi-PLCC | TANTRANSCO
TANTRANSCO | data/Voice/Protection (KK1,TK1-To Trip110KV Valayapatty SS load may be affected during failure) | Salem 400 kV SS | Valayapatty | Salem400-Deviakurichi-PLCC:DKY-Valayapatty-OLTE | TANTRANSCO
TANTRANSCO | Voice/Protection (KK1-To Trip110KV Link,Knpatty,Namakkal,Namagiripet: TK1-Link and Knpatty may be affected during failure) | Salem 400 kV SS | Pudanchandai | Salem400-Deviakurichi-PLCC:DKY-Valayapatty-OLTE | TANTRANSCO
TANTRANSCO | Voice/Protection (TK1-To Trip 110 KV Paruthipalli and Elanagar # may be affected during failure) | Salem 400 kV SS | Unjanai | Salem400-Unjanai-PLCC | TANTRANSCO
TANTRANSCO | - (TK3-To trip 110KV Thumbipadi # may be affected during failure) | Salem 400 kV SS | - | Direct | TANTRANSCO
TANTRANSCO | Voice/Protection (KK1-To Trip 110KV Sankagiri ,Rasipuram and 110GC may be affected during failure) | Salem 400 kV SS | Salem230 | Salem400-Salem230-PLCC | TANTRANSCO
TANTRANSCO | Voice/Protection (TK1-To Trip 110 KV Kempatty i& II, Zuzuvadi,Minnagar,Guruparapalli,33kVGc-2 may be affected during failure) | Shoolagiri 400 PGCIL 400 kV SS | Hosur 230 | Shoolagiri400-Hosur230-PLCC | TANTRANSCO
TANTRANSCO | Protection (TK1-To Trip 110 KV Hosur#: TK2-33KV GC may be affected during failure) | Shoolagiri 400 PGCIL 400 kV SS | Guruparapalli | Shoolagiri400-Guriparapalli230- OLTE | TANTRANSCO
TANTRANSCO | Protection (TK1-To Trip Vinnamangalam - 110 Paravakkam feeder Loads may be affected during failure) | Shoolagiri 400 PGCIL 400 kV SS | Vinnamangalam | Kolar - Shoolagiri400-Vinnamangalam- PLCC | TANTRANSCO
TANTRANSCO | Protection (SPS Signal cross connections may be affected during failure) | Sub-LDC/Erode | Somanahalli(E1) | Erode-Salem230-Salem(PG)N/w | TANTRANSCO
TANTRANSCO | Voice& Protection (Arasur 230KV SS dial & Express, Thudialur dial ,Kundha1 , 3 Express , Kundha-2 Lift & Talk,Pushep Express , Karamadai 230 dial Communication & SPS signal may be affected during failure) | Sub-LDC/Erode | Arasur230(E1) | Erode-salem230-Myvadi230-Arasur400-Arasur230 | TANTRANSCO
TANTRANSCO | Voice & Data (Salem400 dial & Express voice communication , deviyakurichi ,Unjanai , Salem400 , Pudansandai , Valayapatty data may be affected during failure) | Sub-LDC/Erode | Salem400(E1) | Erode-salem230-salem400 | TANTRANSCO
TANTRANSCO | Voice& Protection (Trichy dial voice communication & SPS signals may be affected during failure) | Sub-LDC/Erode | Trichy(E1) | Erode-Trichy230 | TANTRANSCO
TANTRANSCO | Voice & Data (Ingur dial & data communication may be affected during failure) | Sub-LDC/Erode | Ingur(E1) | Erode-Ingur230 | TANTRANSCO
TANTRANSCO | Voice& Protection (Madurai Lift & Talk & SPS signals may be affected during failure) | Sub-LDC/Erode | Madurai(E1) | Erode-Trichy230-Madurai230 | TANTRANSCO
TANTRANSCO | Protection (TK3 SPS Signal may be affected during failure) | Sriperumbudur | Kolar | Sriperumbadur-Chennai-Kalivanthapattu-Alagapuram Repeater- Pugalur400-Pugalur230-Erode-Salem230-Salem(PG) N/w | TANTRANSCO
TANTRANSCO | Protection (RS1 & KK2 SPS Trip signal may be affected during failure) | Trichy 230KV SS | Kolar | Trichy230-Erode-Salem230-Salem(PG) N/w | TANTRANSCO
TANTRANSCO | Protection (RS1 ,RS3 & KK2 SPS Trip signal may be affected during failure) | Thiruvarur 230KV SS | Kolar | Thiruvarur230-Tanjore230-Alandur230-Trichy230-Erode-Salem230-Salem(PG) N/w | TANTRANSCO
TANTRANSCO | Protection (RS1& TK2 SPS Trip signals may be affected during failure) | Madurai 230KV SS | Kolar | Madurai230-Trichy230-Erode-Salem230-Salem(PG) N/w | TANTRANSCO
TANTRANSCO | Protection (RS2& RS3 SPS Trip signals may be affected during failure) | Arasur 230KV SS | Kolar | Arasur230-Erode-Salem230-Salem(PG)N/w | TANTRANSCO
TANTRANSCO | Protection (KK1 & TK2 SPS signals may be affected during failure) | Ingur 230KV SS | Kolar | Ingur230-Erode-Salem230-Salem(PG) N/w | TANTRANSCO
TANTRANSCO | Protection (TK2 SPS signals may be affected during failure) | Kurukkathy 230KV SS | Kolar | Kurukkathy230-Myvadi230-Salem230-Salem400(PG) N/w | TANTRANSCO
TANTRANSCO | Protection (TK1 SPS signals (PLCC-Ingur230KV SS to Thingalore 230KV SS) may be affected during failure) | Thingalore 230KV SS | Kolar | Thingalore230-Ingur230-Erode-Salem230-Salem(PG) N/w | TANTRANSCO
TANTRANSCO | Protection (RS2 SPS Trip signals(Anthiyur 230 to Gobi 230 PLCC) may be affected during failure) | Anthiyur 230KV SS | Kolar | Anthiyur230-Gobi230-Arasur230-Erode-salem230-salem(PG)N/w | TANTRANSCO
TANTRANSCO | Protection (RS2 SPS Trip signals(Pallakapalayam 230 to Gobi 230 PLCC) may be affected during failure) | Pallakapalayam 230KV SS | Kolar | Pallakapalayam230-Gobi230-Arasur230-Erode-salem230-salem(PG)N/w | TANTRANSCO
TANTRANSCO | Protection (RS2 SPS Trip signals may be affected during failure) | Gobi 230KV SS | Kolar | Gobi230-Arasur230-Erode-salem230-salem(PG)N/w | TANTRANSCO
TANTRANSCO | Protection (TK3 SPS Trip signals(From Gobi 230 to Salem400 PLCC) may be affected during failure) | Gobi 230KV SS | Kolar | Gobi230-Pallakapalayam230-Salem400(TNEB)-Salem(PG)N/w. | TANTRANSCO
TANTRANSCO | Data & Voice (Links connected to chennai/Madurai through Pugalur 230 may be affected during failure) | Pugalur 230KV SS | Chennai/Madurai | Erode-Pugalur230-Pugalur400-Alagapuram repeater-Kalivanthapattu-Chennai | TANTRANSCO
TANTRANSCO | Data & Voice (Links connected to chennai/Madurai through Pugalur 230 may be affected during failure) | Pugalur 400KV SS | Chennai/Madurai | Erode-Pugalur230-Pugalur400-Alagapuram repeater-Kalivanthapattu-Chennai | TANTRANSCO
TANTRANSCO | Protection (Ingur DTPC may be affected during failure) | Ingur 230 kV SS | Salem 400 | Ingur -Erode - Salem 230- Salem 400 | TANTRANSCO
TANTRANSCO | Protection (Pugalur DTPC may be affected during failure) | Pugalur 400 kV SS | Salem 400 | Pugalur 230 - Erode - Salem 230 - Salem 400 | TANTRANSCO
TANTRANSCO | Protection (Palavadi DTPC may be affected during failure) | Palavadi 400 kV SS | Bangalore | Palavadi - Gurubarapally - Shoolagiri- Bangalore | TANTRANSCO
TANTRANSCO | Protection (Alamathy SPS Trip may be affected during failure) | Alamathy 400 kV SS | Salem 400 | Alamathy 400 - Bangalore SRLDC through PGCIL link | TANTRANSCO
TANTRANSCO | Protection (SPDR Dip 5000 DTPC may be affected during failure) | SRIPERUMBUDUR 400 kV SS | Salem 400 | S'Perumbudur 400-Trichy- Erode -Salem 230 - Salem 400 | TANTRANSCO
TANTRANSCO | SPS TRIP (DTPC - DIP 5000 may be affected during failure) | KARAIKUDI 230 kV SS | KOLAR PGCIL | TK2 SPS Link | TANTRANSCO
TANTRANSCO | Protection (Thiruvarur Dip 5000 DTPC may be affected during failure) | THIRUVARUR 230 kV SS | Salem 400 | Thiruvarur - Myladuthurai - Neyveli- Trichy - Erode - Salem 230 - Salem 400 | TANTRANSCO
TANTRANSCO | Protection (RS1 SPS TRIP for Echangadu - 110 kv Pennadam Load may be affected during failure) | TRICHY 230 kV SS | Salem 400 | Trichy - Erode - Salem 230 - Salem 400 | TANTRANSCO
TANTRANSCO | Protection (TK 2 SPS TRIP and RS 1 SPS TRIP may be affected during failure) | MADURAI 230 kV SS | Salem 400 | Madurai 230 - Trichy - Erode - salem 230 - Salem 400 | PGCIL
TANTRANSCO | Protection (KK2 SPS Trip at Neyvely 230 - 110 Aduthurai Load relief. may be affected during failure) | CUDDALORE 230 kV SS | SALEM 400 | Salem 400 - Neyvely TS II - NLY TS I - Cuddalore 230 SS | TANTRANSCO and PGCIL
TANTRANSCO | Protection (KK2 SPS Trip at VPM 230 - 110 Madurapakkam -II, Thayanur and Acharapakkam -II Load relief. may be affected during failure) | CUDDALORE 230 kV SS | Villupuram 230 SS | Salem 400 - Neyvely TS II - NLY TS I - Cuddalore 230 SS - Villupuram 230 SS. | TANTRANSCO and PGCIL
TANTRANSCO | (URTDSM Alamathy PMU may be affected during failure) | CHENNAI | SALEM 400 - Bangalore | MAIN: Chennai MLDC – Sriperumbudur – Trichy – Madurai 230 – Madurai 400 – Udumalpet – Salem 230 – Salem 400 - Bangalore | TANTRANSCO & PGCIL
TANTRANSCO | (URTDSM Alamathy PMU may be affected during failure) | CHENNAI | SALEM 400 - Bangalore | Protection: Chennai MLDC – Sriperumbudur – Trichy – Erode – Salem 230 – Salem 400 - Bangalore | TANTRANSCO & PGCIL
TANTRANSCO | PGCIL EPAX E1 (PGCIL EPAX voice may be affected during failure) | CHENNAI | Salem 400 | Chennai MLDC – Sriperumbudur – Trichy – Erode – Salem 230 – Salem 400- Bangalore | TANTRANSCO and PGCIL
TANTRANSCO | Bangalore Video Conference (SRLDC,Bengaluru - MLDC,Chennai -VC (Via Madurai) may be affected during failure) | CHENNAI | Bangalore | SRLDC,Bengaluru - PGCIL Fibre Network - Checkkanoorani PG - 230 KV Checkkanoorani - 230 KV Madurai - 230 KV Trichy - 230 KV Sriperumpudur - MCC,Chennai | PGCIL , TANTRANSCO
TANTRANSCO | Bangalore ICCP (Bangalore ICCP may be affected during failure) | CHENNAI | Bangalore | Chennai MLDC – Sriperumbudur – Trichy – Madurai 230 – Bangalore | TANTRANSCO and PGCIL
TANTRANSCO | Bangalore ICCP Prtn (Bangalore ICCP Prtn may be affected during failure) | CHENNAI | Bangalore | Chennai – Kalivanthapatu - Pugalur – Erode-Salem 230 – Salem 400 - Bangalore | TANTRANSCO and PGCIL
TANTRANSCO | VOICE (DIAL ,PROTECTION may be affected during failure) | THIRUVALAM 230 kV SS | 230KV CHITTOOR | 230KV CHITTOOR | TANTRANSCO
TANTRANSCO | Voice and Protection (Speech & Protection may be affected during failure) | UDUMALPET 230 kV SS | IDUKKI ( KSEB) | UDUMALPET - IDUKKI | TANTRANSCO & KSEB
TANTRANSCO | Voice& Protection (Chennai dial 1& 2 , Chennai Lift & Talk , SPS signals may be affected during failure) | Sub-LDC/Erode | Chennai(E1) | Erode-Trichy-sriperambudur-Chennai | TANTRANSCO
TANTRANSCO | Voice& Protection (Chennai dial 1& 2 , Chennai Lift & Talk , SPS signals may be affected during failure) | Sub-LDC/Erode | Chennai(E1) | Erode-Pugalur230-Pugalur400-Alagapuram repeater-Kalivanthapattu-Chennai | TANTRANSCO
TANTRANSCO | Voice and Protection (Carrier Inter trip may be affected during failure) | Gummidipoondi 230 kV SS | Sulurpet 230 KV SS ( AP) | GPD 230 - Sulurpet 230 (PLCC) 180/184 KH. | TANTRANSCO
TSTRANSCO | ICCP MAIN (ETHERNET), Type : DATA | TSSLDC | SRLDC | Main path: Vidyut Soudha-Ghanapur-Mamidipally-Srisailam LBPH(TSTRANSCO)-Kurnool 400 KV-Somayajulapally-Gooy-Ananthapur-Muddanur-Chinakampally(APTRANSCO NW)-Kadapa400 -through PGCIL NW-SRLDC Alternate path: Vidyut Soudha-Shapur Nagar -Ghanapur-Mamidipally-Maheswaram-Mahabubnagar400 KV(TSTRANSCO)-Raichur 400 KV-through PGCIL NW-SRLDC | TSTRANSCO / APTRANSCO / PGCIL
TSTRANSCO | ICCP STANDBY (E1) | TSSLDC | SRLDC | Main path: Vidyut Soudha-Ghanapur-Mamidipally-Srisailam LBPH(TSTRANSCO)-Kurnool 400 KV-Somayajulapally-Gooy-Ananthapur-Muddanur-Chinakampally(APTRANSCO NW)-Kadapa400 -through PGCIL NW-SRLDC Alternate path: Vidyut Soudha-Shapur Nagar -Ghanapur-Mamidipally-Maheswaram-Mahabubnagar400 KV(TSTRANSCO)-Raichur 400 KV-through PGCIL NW-SRLDC | TSTRANSCO / APTRANSCO / PGCIL
TSTRANSCO | VOIP(E1), Type : VOICE | TSSLDC | SRLDC | Main path: Vidyut Soudha-Ghanapur-Mamidipally-Srisailam LBPH(TSTRANSCO)-Kurnool 400 KV-Somayajulapally-Gooy-Ananthapur-Muddanur-Chinakampally(APTRANSCO NW)-Kadapa400 -through PGCIL NW-SRLDC Alternate path: Vidyut Soudha-Shapur Nagar -Ghanapur-Mamidipally-Maheswaram-Mahabubnagar400 KV(TSTRANSCO)-Raichur 400 KV-through PGCIL NW-SRLDC | TSTRANSCO / APTRANSCO / PGCIL
TSTRANSCO | VIDEO CONFERENCE (ETHERNET) | TSSLDC | SRLDC | Main path: Vidyut Soudha-Ghanapur-Mamidipally-Srisailam LBPH(TSTRANSCO)-Kurnool 400 KV-Somayajulapally-Gooy-Ananthapur-Muddanur-Chinakampally(APTRANSCO NW)-Kadapa400 -through PGCIL NW-SRLDC Alternate path: Vidyut Soudha-Shapur Nagar -Ghanapur-Mamidipally-Maheswaram-Mahabubnagar400 KV(TSTRANSCO)-Raichur 400 KV-through PGCIL NW-SRLDC | TSTRANSCO / APTRANSCO / PGCIL
TSTRANSCO | PMU(ETHERNET) | TSSLDC | SRLDC | Main path: Vidyut Soudha-Ghanapur-Mamidipally-Srisailam LBPH(TSTRANSCO)-Kurnool 400 KV-Somayajulapally-Gooy-Ananthapur-Muddanur-Chinakampally(APTRANSCO NW)-Kadapa400 -through PGCIL NW-SRLDC Alternate path: Vidyut Soudha-Shapur Nagar -Ghanapur-Mamidipally-Maheswaram-Mahabubnagar400 KV(TSTRANSCO)-Raichur 400 KV-through PGCIL NW-SRLDC | TSTRANSCO / APTRANSCO / PGCIL
TSTRANSCO | SPS LINK RELATED TO KODANKULAM, Type : PROTECTION | KOLAR | BUDIDAMPAD | Budidampad-Suryapet-Malkaram-Ghanapur-Mamidipally-Srisailam LBPH-Kurnool400 KV-Kuurnool765-(PGCIL NW)-Kolar | TSTRANSCO / APTRANSCO / PGCIL
TSTRANSCO | SPS LINK RAICHUR-SOLAPUR LINE, Type : PROTECTION | KOLAR | RAMAGUNDAM | Ramagundamm--Jagityal-Nirmal 220KV-Nirmal400KV-Sundilla-Jaipur-Ramadugu-Gajwel-Shankarpally-Kethireddypally--Mamidipally-Srisailam LBPH-Kurnool400 KV-Kuurnool765-(PGCIL NW)-Kolar | TSTRANSCO / APTRANSCO / PGCIL
TSTRANSCO | SPS LINK RAICHUR-SOLAPUR LINE, Type : PROTECTION | KOALAR | MAHABUB NAGAR 400 KV | Mahabub Nagar 400KV(Veltore)-Nagarjuna Sagar PG-Tallapally(AP)-Srisailam RBPH(AP)-Sriisailam LBPH-Mamidipally-Srisailam LBPH-Kurnool400 KV-Kuurnool765-(PGCIL NW)-Kolar | TSTRANSCO / APTRANSCO / PGCIL
TSTRANSCO | SPS LINK RAICHUR-SOLAPUR LINE, Type : PROTECTION | KOLAR | 400 KV GAJWEL | Gajwel-Shankarpally-Kethireddypally--Mamidipally-Srisailam LBPH-Kurnool400 KV-Kuurnool765-(PGCIL NW)-Kolar | TSTRANSCO / APTRANSCO / PGCIL
TSTRANSCO | PROTECTION CH-1, Type : PROTECTION | SRISAILAM LBPH | SATTENAPALLY |  | TSTRANSCO / APTRANSCO
TSTRANSCO | PROTECTION CH-2, Type : PROTECTION | SRISAILAM LBPH | SATTENAPALLY |  | TSTRANSCO / APTRANSCO
TSTRANSCO | SPEECH, Type : VOICE | SRISAILAM LBPH | SATTENAPALLY |  | TSTRANSCO / APTRANSCO
TSTRANSCO | PROTECTION CH-1, Type : PROTECTION | SRISAILAM LBPH | KURNOOL 400 KV |  | TSTRANSCO / APTRANSCO
TSTRANSCO | PROTECTION CH-1, Type : PROTECTION | SRISAILAM LBPH | KURNOOL 400 KV |  | TSTRANSCO / APTRANSCO
TSTRANSCO | SPEECH, Type : VOICE | SRISAILAM LBPH | KURNOOL 400 KV |  | TSTRANSCO / APTRANSCO
TSTRANSCO | PROTECTION CH, Type : PROTECTION | DINDI400 KV | SRISAILAM RBPH |  | TSTRANSCO / APTRANSCO
TSTRANSCO | SPEECH, Type : VOICE | DINDI400 KV | SRISAILAM RBPH |  | TSTRANSCO / APTRANSCO
TSTRANSCO | PROTECTION CH, Type : PROTECTION | DOMALAPENTA | SRISAILAM RBPH |  | TSTRANSCO / APTRANSCO
TSTRANSCO | SPEECH, Type : VOICE | DOMALAPENTA | SRISAILAM RBPH |  | TSTRANSCO / APTRANSCO
TSTRANSCO | PROTECTION CH, Type : PROTECTION | ASUPAKA 400 KV | LOWER SILERU 220 KV |  | TSTRANSCO / APTRANSCO
TSTRANSCO | SPEECH, Type : VOICE | ASUPAKA 400 KV | LOWER SILERU 220 KV |  | TSTRANSCO / APTRANSCO
TSTRANSCO | PROTECTION CH-1, Type : PROTECTION | VELTORE 400 KV | URAVAKONDA |  | TSTRANSCO / APTRANSCO
TSTRANSCO | PROTECTION CH-2, Type : PROTECTION | VELTORE 400 KV | URAVAKONDA |  | TSTRANSCO / APTRANSCO
TSTRANSCO | SPEECH, Type : VOICE | VELTORE 400 KV | URAVAKONDA |  | TSTRANSCO / APTRANSCO
TSTRANSCO | PROTECTION CH-1, Type : PROTECTION | VELTORE 400 KV | NAGARJUNASAGAR PG |  | TSTRANSCO / PGCIL
TSTRANSCO | PROTECTION CH-2, Type : PROTECTION | VELTORE 400 KV | NAGARJUNASAGAR PG |  | TSTRANSCO / PGCIL
TSTRANSCO | SPEECH, Type : VOICE | VELTORE 400 KV | NAGARJUNASAGAR PG |  | TSTRANSCO / PGCIL
TSTRANSCO | PROTECTION CH-1, Type : PROTECTION | VELTORE 400 KV | RAICHUR |  | TSTRANSCO / PGCIL
TSTRANSCO | PROTECTION CH-2, Type : PROTECTION | VELTORE 400 KV | RAICHUR |  | TSTRANSCO / PGCIL
TSTRANSCO | SPEECH, Type : VOICE | VELTORE 400 KV | RAICHUR |  | TSTRANSCO / PGCIL
TSTRANSCO | PROTECTION CH, Type : PROTECTION | HUZURNAGAR | CHILLAKALLU |  | TSTRANSCO / APTRANSCO
TSTRANSCO | SPEECH, Type : VOICE | HUZURNAGAR | CHILLAKALLU |  | TSTRANSCO / APTRANSCO
TSTRANSCO | PROTECTION CH, Type : PROTECTION | SURYAPET 400 KV | CHILLAKALLU |  | TSTRANSCO / APTRANSCO
TSTRANSCO | SPEECH, Type : VOICE | SURYAPET 400 KV | CHILLAKALLU |  | TSTRANSCO / APTRANSCO
TSTRANSCO | PROTECTION CH-1, Type : PROTECTION | SURYAPET 400 KV | KV KOTA |  | TSTRANSCO / APTRANSCO
TSTRANSCO | PROTECTION CH-2, Type : PROTECTION | SURYAPET 400 KV | KV KOTA |  | TSTRANSCO / APTRANSCO
TSTRANSCO | SPEECH, Type : VOICE | SURYAPET 400 KV | KV KOTA |  | TSTRANSCO / APTRANSCO
TSTRANSCO | PROTECTION CH-1, Type : PROTECTION | SURYAPET 400 KV | VTPS-IV |  | TSTRANSCO / APTRANSCO
TSTRANSCO | PROTECTION CH-2, Type : PROTECTION | SURYAPET 400 KV | VTPS-IV |  | TSTRANSCO / APTRANSCO
TSTRANSCO | SPEECH, Type : VOICE | SURYAPET 400 KV | VTPS-IV |  | TSTRANSCO / APTRANSCO
TSTRANSCO | PROTECTION CHANNEL, Type : PROTECTION | 220 KV TANDUR | 220 KV SEDAM |  | TSTRANSCO / KPTCL
TSTRANSCO | SPEECH, Type : VOICE | 220 KV TANDUR | 220 KV SEDAM |  | TSTRANSCO / KPTCL
TSTRANSCO | PROTECTION CH-1, Type : PROTECTION | 220 KV NAGARJUNA SAGAR | 220 KV TALLAPALLY |  | TSTRANSCO / APTRANSCO
TSTRANSCO | PROTECTION CH-2, Type : PROTECTION | 220 KV NAGARJUNA SAGAR | 220 KV TALLAPALLY |  | TSTRANSCO / APTRANSCO
TSTRANSCO | PROTECTION CH-3, Type : PROTECTION | 220 KV NAGARJUNA SAGAR | 220 KV TALLAPALLY |  | TSTRANSCO / APTRANSCO
TSTRANSCO | SPEECH, Type : VOICE | 220 KV NAGARJUNA SAGAR | 220 KV TALLAPALLY |  | TSTRANSCO / APTRANSCO
TSTRANSCO | PROTECTION CH, Type : PROTECTION | 220 KV CHALAKURTHY | 220 KV TALLAPALLY |  | TSTRANSCO / APTRANSCO
TSTRANSCO | SPEECH, Type : VOICE | 220 KV CHALAKURTHY | 220 KV TALLAPALLY |  | TSTRANSCO / APTRANSCO
PED, Puducherry | Data/Voice, OFC - OFC | Bahour 230 | Pondy SCC | Bahour 230 – Pondy SCC | PED, Puducherry
PED, Puducherry | Data/Voice, PLCC - PLCC - OFC | Eripakkam | Pondy SCC | Eripakkam – Thirubuvanai – Villianur 230 – Pondy SCC | PED, Puducherry
PED, Puducherry | Data/Voice, PLCC - OFC | Thirubuvanai | Pondy SCC | Thirubuvanai – Villianur 230 – Pondy SCC | PED, Puducherry
PED, Puducherry | Data/Voice, PLCC - PLCC - OFC | Thethampakkam | Pondy SCC | Thethampakkam – Sedharapet – Villianur 230 – Pondy SCC | PED, Puducherry
PED, Puducherry | Data/Voice, PLCC - OFC | Sedharapet | Pondy SCC | Sedharapet – Villianur 230 – Pondy SCC | PED, Puducherry
PED, Puducherry | Voice, PLCC - PLCC - OFC | Thondamanatham | Pondy SCC | Thondamanatham – Thirubuvanai – Villianur 230 – Pondy SCC | PED, Puducherry
PED, Puducherry | Data, OFC-OFC-OFC | Thondamanatham | Pondy SCC | Thondamanatham – Pondy 400 – Villianur 230 – Pondy SCC | PED, Puducherry
PED, Puducherry | Voice, PLCC - OFC | Kurumbapet | Pondy SCC | Kurumbapet – Villianur 230 – Pondy SCC | PED, Puducherry
PED, Puducherry | Data, OFC-OFC | Kurumbapet | Pondy SCC | Kurumbapet – Vengata Nagar – Pondy SCC | PED, Puducherry
PED, Puducherry | Voice, PLCC - OFC | Kalapet | Pondy SCC | Kalapet – Villianur 230 – Pondy SCC | PED, Puducherry
PED, Puducherry | Data, OFC-OFC | Kalapet | Pondy SCC | Kalapet – Vengata Nagar – Pondy SCC | PED, Puducherry
PED, Puducherry | Voice, PLCC - OFC | Marapalam | Pondy SCC | Marapalam – Villianur 230 – Pondy SCC | PED, Puducherry
PED, Puducherry | Data, OFC | Marapalam | Pondy SCC | Marapalam – Pondy SCC | PED, Puducherry
PED, Puducherry | Data/Voice, PLCC - PLCC - OFC | Bahour 110 (Under reconfiguration) | Pondy SCC | Bahour 110 – Korkadu – Villanur 230 – Pondy SCC | PED, Puducherry
PED, Puducherry | Data/Voice, PLCC - OFC | Korkadu | Pondy SCC | Korkadu – Villanur 230 – Pondy SCC | PED, Puducherry
PED, Puducherry | Data/Voice, OFC | Villianur 230 | Pondy SCC | Villianur 230 – Pondy SCC | PED, Puducherry
PED, Puducherry | Data/Voice, OFC | Vengata Nagar | Pondy SCC | Vengata Nagar – Pondy SCC | PED, Puducherry
PED, Puducherry | Data/Voice, PLCC - OFC- OFC- OFC - OFC | Sorakudy (Under reconfiguration) | Pondy SCC | Sorakudy – Thiruvarur – Neyveli - Bahour 230 / Pondy 400 -Villianur 230 – Pondy SCC | PED, Puducherry
PED, Puducherry | Data/Voice, OFC - OFC - OFC - OFC -OFC | Karaikal 230 | Pondy SCC | Pillaitheruvasal - Bahour 230 /Pondy 400 -Villianur 230 – Pondy SCC | PED, Puducherry
PED, Puducherry | Voice, PLCC | Pillaitheruvasal | T.R.Pattinam | Pillaitheruvasal – T.R.Pattinam | PED, Puducherry
PED, Puducherry | Data, PLCC - OFC - OFC -OFC - OFC | T.R.Pattinam (Under reconfiguration) | Pondy SCC | T.R.Pattinam – Thiruvarur – Neyveli - Bahour 230 / Pondy 400 -Villianur 230 – Pondy SCC | PED, Puducherry
PED, Puducherry | Data/Voice, PLCC - OFC - OFC - OFC | Mettacur (Yanam) | Pondy SCC | Mettacur – Kakinada – SRLDC -Villianur 230 – Pondy SCC | PED, Puducherry
PED, Puducherry | Data, BSNL B/B | Mahe | Pondy SCC | Mahe - Pondy SCC | PED, Puducherry

## Sheet2
PGCIL SR 1
PGCIL SR 2
APTRANSCO
KPTCL
KSEBL
TANTRANSCO
TSTRANSCO
Puducherry Electricity Department :